## SPAREPARTS
COD. | NOTE | DESCRIZIONE | BESCHREIBUNG | ITEM DESCRIPTION | ARTICLE | DESCRIPCIÓN | UM | PREZZO PRICE €
51201022 |  | VITE TCCE 12X140 ZINCATA | SCHR. TCCE 12X140 VERZ. | UPLIFT SCREW 12X140 | VIS TCHC 12X140 ZINGUÉE | TORNILLO TCCE 12X140 CINCADO | PZ | 6.4
51206502 |  | GRANO PLASTICA M5X6 | M5X6 PLASTISCHE SCHRAUBE | M5X6 PLASTIC SCREW | VIS PLASTIQUE M5X6 | TORN. PLASTICO M5X6 | PZ | 1
51211002 |  | VITE TE M3X20 4.8 | SCHRAUBE TE M3X20 4.8 | SCREW TE M3X20 4.8 | VIS TE M3X20 4.8 | TORNILLO TE M3X20 4.8 | PZ | 1
51211019 |  | VITE TE M6X30 8.8 ZINC | SCHRAUBE TE M6X30 8.8 VERZINKT | SCREW TE M6X30 8.8 GALV | VIS TE M6X30 8.8 ZINC | TORNILLO TE M6X30 8.8 ZINC | PZ | 1
51211022 |  | VITE TE M6X70 8.8 ZINC | SCHRAUBE TE M6X70 8.8 ZINC | SCREW TE M6X70 8.8 ZINC | VIS TE M6X70 8.8 ZINC | TORNILLO TE M6X70 8.8 ZINC | PZ | 1
51211025 |  | VITE TE M8X20 8.8 | SCHRAUBE TE M8X20 8.8 | TE M8X20 8.8 SCREW | VIS TE M8X20 8.8 | TORNILLO TE M8X20 8.8 | PZ | 1
51211027 |  | VITE TE M8X25 8.8 | SCHRAUBE TE M8X25 8.8 | M8X25 8.8 TE SCREW | VIS TE M8X25 8.8 | TORNILLO TE M8X25 8.8 | PZ | 1
51211060 |  | VITE TE M4X30 4.8 | SCHRAUBE TE M4X30 4.8 | SCREW TE M4X30 4.8 | VIS TE M4X30 4.8 | TORNILLOTE M4X30 4.8 | PZ | 1
51211063 |  | VITE TE M5x25 4.8 | SCHRAUBE TE M5X25 4.8 | TE M5X25 4.8SCREW | VS TE M5X25 4.8 | TORNILLO TE M5X25 4.8 | PZ | 1
51211065 |  | VITE TE M5X40 8.8 ZINC | SCHRAUBE TE M5X40 8.8 VERZ | SCREW TE M5X40 8.8 ZINC | VIS TH M5X40 8,8 ZING | TORNILLO TE M5X40 8.8 CINC | PZ | 1
51211085 |  | VITE TE M10x35 4.8 | SCHRAUBE TE M10X35 4.8 | SCREW TE TE M10X35 4.8 | VIS TH M10X35 4.8 | TORNILLO TE M10X35 4.8 | PZ | 1.1
51211114 |  | VITE TE M16X90 8.8 | SCHRAUBE TE M16X90 8.8 | SCREW TE M16X90 8.8 | VIS TE M16X90 8.8 | TORNILLO TE M16X90 8.8 | PZ | 2.7
51211147 |  | VITE TE M8X60 | SECHSKANTSCHRAUBE M8X60 | HEX HEAD SCREW M8X60 | VIS TH M8X60 | TORN C/HEX M8X60 | PZ | 1
51211156 |  | VITE TE M16X110 8.8 ZINC | SCHRAUBE TE M16X110 8.8 VERZ | SCREW TE M16X110 8.8 ZINC | VIS TH M16X110 8,8 ZING | TORNILLO TE M16X110 8.8 CINC | PZ | 4.3
51211182 |  | VITE TE M16X120 8.8 ZINC | SCHRAUBE TE M16X140 8.8 ZINC | TE M16X120 8.8 ZINC SCREW | VIS TE M16X120 8.8 ZINC | TORNILLO TE M16X140 8.8 ZINC | PZ | 2.4
51211192 |  | VITE TE M4X8 4.8 | SCHRAUBE TE M4X8 4.8 | SCREW TE M4X8 4.8 | VIS TE M4X8 4.8 | TORNILLOTE M4X8 4.8 | PZ | 1
51211195 |  | VITE TE M4X12 4.8 | SCHRAUBE TE M4X12 4.8 | SCREW TE M4X12 4.8 | VIS TE M4X12 4.8 | TORNILLOTE M4X12 4.8 | PZ | 1
51211207 |  | VITE TE M4X16 8.8 | SCHRAUBE TE M4X16 8.8 | SCREW TE M4X16 8.8 | VIS TE M4X16 8.8 | TORNILLO TE M4X16 8.8 | PZ | 1
51211208 |  | VITE TE M16X140 8.8 ZINC | SCHRAUBE TE M16X140 8.8 ZINC | TE M16X140 8.8 ZINC SCREW | VIS TE M16X140 8.8 ZINC | TORNILLO TE M16X140 8.8 ZINC | PZ | 3.2
51211223 |  | VITE TE M16X100 8.8 ZINC | SCHRAUBE TE M16X100 8.8 VERZ | TE M16X100 8.8 GALV. SCREW | VIS TE M16X100 8.8 ZINC | TORN. TE M16X100 8.8 ZINC | PZ | 3.8
51211224 |  | VITE TE M16X120 8.8 ZINC | SCHRAUBE TE M16X120 8.8 VERZ | TE SCREW M16X120 8.8 GALV | VIS TH M16X120 8,8 ZING | TORNILLO TE M16X120 8.8 CINC | PZ | 3.1
51212218 |  | VITE TE M14X30 A2 | SECHSKANTSCHRAUBE M14X30 A2 | HEX HEAD SCREW M14X30 A2 | VIS TH M14X30 A2 | TORN C/HEX M14X30 A2 | PZ | 2.2
51212219 |  | VITE TE M8X65 ZINC 8.8 | SECHSKANTSCHRAUBE M8X65 A2 | HEX HEAD SCREW M8X65 A2 | VIS TH M8X65 A2 | TORN C/HEX M8X65 A2 | PZ | 1
51212221 |  | VITE 4MAX12 TE INOX | SCHRAUBE 4MAX12 TE INOX | 4MAX12 TE INOX SCREW | VIS 4MAX12 TE INOX | TORNILLO 4MAX12 TE INOX | PZ | 1.4
51212222 |  | VITE 5MA PISN STAFF.3000 | SCHRAUBE 5MA PISN STAFF.3000 | 5MA PISN STAFF.3000 SCREW | VIS 5MA PISN STAFF.3000 | TORNILLO 5MA PISN STAFF.3000 | PZ | 1.3
51232001 | #5 | VITE TCEI M4X16 CL 8.8 | SCHRAUBE TCEI M4X16 CL 8.8 | SCREW TCEI M4X16 CL 8.8 | VIS TBCH M4X16 CL 8.8 | TORNILLO TCEI M4X16 CL 8.8 | PZ | 0.8
51232002 |  | VITE TCEI M5X12 | SCHRAUBE TCEI M5X12 | SCREW TCEI M5X12 | VIS TCEI M5X12 | TORNILLOTCEI M5X12 | PZ | 1
51232003 |  | VITE TCEI M5X16 8.8 | SCHRAUB. TCEI M5X16 8.8 | SCREW TCEI M5X16 8.8 | VIS TCEI M5X16 8.8 | TORNILLO TCEI M5X16 8.8 | PZ | 1
51232005 |  | VITE TCEI M5x65 8.8 | SCHRAUBE TCEI M5x65 8.8 | SCREW TCEI M5x65 8.8 | VIS TCEI M5x65 8.8 | TORNILLO TCEI M5x65 8.8 | PZ | 1
51232006 |  | VITE TCEI M6X8 8.8 | SCHRAUBE TCEI M6X8 8.8 | SCREW TCEI M6X8 8.8 | VIS TCEI M6X8 8.8 | TORNILLOTCEI M6X8 8.8 | PZ | 1
51232007 |  | VITE TCEI M6X12 8.8 | SCHRAUBE TCEI M6X12 8.8 | SCREW TCEI M6X12 8.8 | VIS TCEI M6X12 8.8 | TORN. TCEI M6X12 8.8 | PZ | 1
51232008 |  | VITE TCEI M6X16 8.8 | SCHRAUBE TCEI M6X16 8.8 | SCREW TCEI M6X16 8.8 | VIS TCEI M6X16 8.8 | TORNILLOTCEI M6X16 8.8 | PZ | 1
51232009 | #5 | VITE TCEI M6X20 8.8 | SCHRAUBE TCEI M6X20 8.8 | SCREW TCEI M6X20 8.8 | VIS TCEI M6X20 8.8 | TORN. TCEI M6X20 8.8 | PZ | 0.8
51232010 |  | VITE TCEI M6X25 8.8 | SCHRAUBE TCEI M6X25 8.8 | SCREW TCEI M6X25 8.8 | VIS TCEI M6X25 8.8 | TORNILLO TCEI M6X25 8.8 | PZ | 1
51232011 |  | VITE TCEI M6X30 8.8 | SCHRAUBE TCEI M6X30 8.8 | SCREW TCEI M6X30 8.8 | VIS TCEI M6X30 8.8 | TORNILLOTCEI M6X30 8.8 | PZ | 1
51232013 |  | VITE TCEI M6X45 8.8 | SCHRAUBE TCEI M6X45 8.8 | TCEI M6X45 8.8 SCREW | VIS TCEI M6X45 8.8 | TORNILLO TCEI M6X45 8.8 | PZ | 1
51232014 |  | VITE TCEI M6X50 8.8 | SCHRAUBE TCEI M6X50 8.8 | SCREW TCEI M6X50 8.8 | VIS TCHC M6X50 8,8 | TORNILLO TCEI M6X50 8.8 | PZ | 1
51232015 |  | VITE TCEI M8x10 8.8 | SCHRAUBE TCEI M8x10 8.8 | SCREW TCEI M8x10 8.8 | VIS TCEI M8x10 8.8 | TORNILLO TCEI M8x10 8.8 | PZ | 1
51232016 |  | VITE TCEI M8X20 8.8 | SCHRAUBE TCEI M8X20 8.8 | SCREW TCEI M8X20 8.8 | VIS TCEI M8X20 8.8 | TORNILLO TCEI M8X20 8.8 | PZ | 1
51232017 |  | VITE TCEI M8X25 8.8 | SCHRAUBE TCEI M8X25 8.8 | TCEI M8X25 8.8 SCREW | VIS TCEI M8X25 8.8 | TORNILLO TCEI M8X25 8.8 | PZ | 1
51232018 |  | VITE TCEI M10X16 8.8 | TCEI M10X16 8.8 SCHRAUB | TCEI M10X16 8.8 SCREW | VIST TCEI M10X16 8.8 | TORNILLO TCEI M10X16 8.8 | PZ | 1
51232019 |  | VITE TCEI M10X20 8.8 | SCHRAUBE TCEI M10X20 8.8 | SCREW TCEI M10X20 8.8 | VIS TCEI M10X20 8.8 | TORNILLO TCEI M10X20 8.8 | PZ | 1
51232023 |  | VITE TCEI M8X30 8.8 | SCHRAUBE TCEI M8X30 8.8 | SCREW TCEI M8X30 8.8 | VIS TCEI M8X30 8.8 | TORNILLOTCEI M8X30 8.8 | PZ | 1
51232027 |  | VITE TCEI M12X40 8.8 ZINC | TCEI M12X40 8.8 VERZ SCHRAUB | TCEI M12X40 8.8 ZINC SCREW | VIS TCEI M12X40 8.8 ZING | TORN. TCEI M12X40 8.8 GALVAN. | PZ | 1
51232030 |  | VITE TCEI M10X35 8.8 | TCEI M10X35 8.8 SCHRAUBE | TCEI M10X35 8.8 SCREW | VIS TCEI M10X35 8.8 | TORNILLO TCEI M10X35 8.8 | PZ | 1
51232039 | #5 | VITE TCEI M4X10 | SCHRAUBE TCEI M4X10 | SCREW TCEI M4X10 | VIS TCEI M4X10 | TORNILLO TCEI M4 X 10 | PZ | 0.8
51232043 | #5 | VITE TCEI M4X20 INOX | SCHRAUBE TCEI M4X20 INOX | SCREW TCEI M4X20 INOX | VIS TCEI M4X20 INOX | TORN TCEI M4X20 INOX | PZ | 0.8
51232044 |  | VITE TCEI M8X50 8.8 ZINC | SCHRAUBE TCEI M8X50 8.8 VERZ | SCREW TCEI M8X50 8.8 ZINC | VIS TCHC M8X50 8,8 ZING | TORNILLO TCEI M8X50 8.8 CINC | PZ | 1
51232045 | #5 | VITE TCEI M4X6 8.8 | SCHRAUBE TCEI M4X6 8.8 | SCREW TCEI M4X6 8.8 | VIS TCEI M4X6 8.8 | TORNILLO TCEI M4X6 8.8 | PZ | 0.8
51232046 |  | VITE TCEI M8X80 8.8 | SCHRAUBE TCEI M8X80 8.8 | SCREW TCEI M8X80 8.8 | VIS TCEI M8X80 8.8 | TORNILLOTCEI M8X80 8.8 | PZ | 1
51232048 |  | VITE TCEI M8X35 8.8 | SCHRAUBE TCEI M8X35 8.8 | SCREW TCEI M8X35 8.8 | VIS TCEI M8X35 8.8 | TORNILLO TCEI M8X35 8.8 | PZ | 1
51232049 |  | VITE TCEI M8X60 8.8 | SCHRAUBE TCEI M8X60 8.8 | SCREW TCEI M8X60 8.8 | VIS TCEI M8X60 8.8 | TORNILLO TCEI M8X60 8.8 | PZ | 1
51232053 | #5 | VITE TCEI M4X25 8.8 | SCHRAUBE TCEI M4X25 8.8 | SCREW TCEI M4X25 8.8 | VIS TCEI M4X25 8.8 | TORNILLO TCEI M4X25 8.8 | PZ | 0.8
51232054 |  | VITE TCEI M5 GAMBO RETT. | RECHTECK-SCRAUBE TCEI M5 | RECTANG. SCREW TCEI M5 | VIS RECTANG. TCEI M5 | TORNILLO TCEI M5 VÁSTAGO RECT. | PZ | 4.4
51232060 |  | VITE TCEI M6 GAMBO RETT | TCEI M6 SCHRAUBE 4-ECK.-SCHAFT | RECTANG. STEM TCEI M6 SCREW | VIS TCEI M6 TIGE RECTANGULAIRE | TORNILLO TCEI M6 VASTAGO RECT. | PZ | 5.3
51232061 |  | VITE TCEI M4X50 12.9 | SCHRAUBE TCEI M4X50 12.9 | SCREW TCEI M4X50 12.9 | VIS TCEI M4X50 12.9 | TORNILLOTCEI M4X50 12.9 | PZ | 1
51232070 |  | VITE TCEI M4X35 8.8 ZINC | SCHRAUBE TCEI M4X35 8.8 ZINC | SCREW TCEI M4X35 8.8 ZINC | VIS TCEI M4X35 8.8 ZINC | TORNILLO TCEI M4X35 8.8 ZINC | PZ | 1
51232073 |  | VITE TCEI M5X20 8.8 | [A]SCHRAUBE TCEI M5X20 8.8 | [A]SCREW TCEI M5X20 8.8 | [A]VIS TCEI M5X20 8.8 | [A]TORNILLO TCEI M5X20 8.8 | PZ | 1
51232074 |  | VITE TCEI M5X25 8.8 | SCHRAUBE TCEI M5X25 8.8 | SCREW TCEI M5X25 8.8 | VIS TCEI M5X25 8.8 | TORNILLO TCEI M5X25 8.8 | PZ | 1
51232081 |  | VITE TCEI M6X35 8.8 | M6X35 8.8 TCEI SCHRAUBE | SCREW TCEI M6X35 8.8 | VIS TCEI M6X35 8.8 | TORBILLO TCEI M6X35 8.8 | PZ | 1
51232082 |  | VITE TCEI M6X40 8.8 ZINC | M6X40 8.8 ZINC TCEI SCHRAUBE | SCREW TCEI M6X40 8.8 ZINC | VIS TCEI M6X40 8.8 ZINC | TORNILLO TCEI M6X40 8.8 ZINC | PZ | 1
51232085 |  | VITE TCEI M6x70 8.8 | SCHRAUBE TCEI M6X70 8.8 | SCREW TCEI M6X70 8.8 | VIS TCEI M6X70 8.8 | TORNILLO TCEI M6X70 8.8 | PZ | 1
51232087 |  | VITE TCEI M6X80 8.8 | SCHRAUBE TCEI M6X80 8.8 | SCREW TCEI M6X80 8.8 | VIS TCEI M6X80 8.8 | TORNILLO TCEI M6X80 8.8 | PZ | 1
51232089 |  | VITE TCEI M8X16 8.8 | SCHRAUBE TCEI M8X16 8.8 | M8X16 8.8 TCEI SCREW | VIS TCEI M8X16 8.8 | TORNILLO TCEI M8X16 8.8 | PZ | 1
51232096 |  | VITE TCEI M8X50 8.8 ZINC | SCHRAUBE TCEI M8X50 8.8 ZINC | SCREW TCEI M8X50 8.8 GALV | VIS TCEI M8X50 8.8 ZINC | TORNILLO TECE M8X50 8.8 ZINC | PZ | 1
51232101 |  | VITE TCEI M10X30 8.8 | SCHRAUBE TCEI M10X30 8.8 | TCEI M10X30 8.8 SCREW | VIS TCEI M10X30 8.8 | TORNILLO TCEI M10X30 8.8 | PZ | 1
51232110 | #5 | VITE TCEI M12X30 8.8 | SCHRAUBE TCEI M12X30 8.8 | SCREW TCEI M12X30 8.8 | VIS TCEI M12X30 8.8 | TORNILLOTCEI M12X30 8.8 | PZ | 0.8
51232118 |  | VITE TCEI M3X16 8.8 | SCHRAUBE TCEI M3X16 8.8 | SCREW TCEI M3X16 8.8 | VIS TCEI M3X16 8.8 | TORNILLO TCEI M3X16 8.8 | PZ | 1
51232119 |  | VITE TCEI M3X20 8.8 | SCHRAUBE TCEI M3X20 8.8 | SCREW TCEI M3X20 8.8 | VIS TCEI M3X20 8.8 | TORNILLO TCEI M3X20 8.8 | PZ | 1
51232130 |  | VITE TCEI M3X14 8.8 | SCHRAUBE TCEI M3X14 8.8 | M3X14 8.8 TCEI SCREW | VIS TCEI M3X14 8.8 | TORNILLO TCEI M3 X14 8.8 | PZ | 1
51232131 | #5 | VITE TCEI M5X14 8.8 | SCHRAUBE TCEI M5X14 8.8 | SCREW TCEI M5X14 8.8 | VIS TCEI M5X14 8.8 | TORNILLO TCEI M5X14 8.8 | PZ | 0.8
51232138 |  | VITE TCEI M8X100 8.8 ZINC | SCHRAUBE TCEI ZINC M8X100 8.8 | TCEI ZINC SCREW M8X100 8.8 | VIS TCEI ZINC M8X100 8.8 | TORNILLO TCEI ZINC M8X100 8.8 | PZ | 1
51232139 |  | VITE TCEI M5X22 PG CL12.9 | SCHRAUBE TCEI M5X22 8.8 | SCREW TCEI M5X22 8.8 | VIS TCEI M5X22 8.8 | TORNILLO TCEI M5X22 8.8 | PZ | 1
51232140 |  | VITE TCEI M6 GAMBO RETT | RECHTECKIGE SCHRAUBE TCEI M6 | RECTANGULAR SCREW TCEI M6 | RECTANGULAIRE VIS TCEI M6 | RECTANGULAR TORNILLO TCEI M6 | PZ | 1.9
51232141 |  | VITE TCEI M10X20 8.8 | SCHRAUBE TCEI M10X20 8.8 | SCREW TCEI M10X20 8.8 | VIS TCEI M10X20 8.8 | TORNILLOTCEI M10X20 8.8 | PZ | 1
51232144 |  | VITE TCEI M4X14 8.8 | SCHRAUBE TCEI M4X14 8.8 | SCREW TCEI M4X14 8.8 | VIS TCEI M4X14 8.8 | TORNILLO TCEI M4X14 8.8 | PZ | 1
51232145 |  | VITE TCEI M3X8 8.8 | SCHRAUBE TCEI M3X8 8.8 | SCREW TCEI M3X8 8.8 | VIS TCEI M3X8 8.8 | TORNILLO TCEI M3X8 8.8 | PZ | 1
51232149 |  | VITE TCEI M3X40 8.8 | SCHRAUBE TCEI M3x40 8.8 | SCREW TCEI M3x40 8.8 | VIS TCEI M3x40 8.8 | TORNILLO TCEI M3x40 8.8 | PZ | 1
51232154 |  | VITE TCEI M4X8 8.8 | SCHRAUBE TCEI M4X8 8.8 | SCREW TCEI M4X8 8.8 | VIS TCEI M4X8 8.8 | TORNILLO TCEI M4X8 8.8 | PZ | 1
51232155 |  | VITE TCEI M5X10 8.8 | SCHRAUBE TCEI M5X10 8.8 | SCREW TCEI M5X10 8.8 | VIS TCEI M5X10 8.8 | TORN. TCEI M5X10 8.8 | PZ | 1
51232156 |  | VITE TCEI M10X40 8.8 | SCHRAUBE TCEI M10X40 8.8 | TCEI M10X40 8.8 SCREW | VIS TCEI M10X40 8.8 | TORNILLO TCEI M10X40 8.8 | PZ | 1
51232157 |  | VITE TCEI M5X30 8.8 | SCHRAUBE TCEI M5X30 8.8 | SCREW TCEI M5X30 8.8 | VIS TCEI M5X30 U8.8 | TORNILLO TCEI M5X30 8.8 | PZ | 1
51232162 |  | VITE TCEI M4X16 INOX | ZYL.SCHR INN.SECHSK M4X16 INOX | SOCKET HEAD CAP SCR M4X16 S.S. | VIS TCHC M4X16 INOX | TORN C/CIL ALLEN M4X16 INOX | PZ | 1
51232164 |  | VITE TCEI M5X35 INOX A2 | SCHRAUBE TCEI M5X35 INOX | SCREW TCEI M5X35 INOX | VIS TCEI M5X35 INOX | TORNILLO TCEI M5X35 INOX | PZ | 1
51232166 |  | VITE TCEI M3X25 8.8 | SCHRAUBE TCEI M3X25 8.8 | TCEI M3X25 8.8 SCREW | VIS TCEI M3X25 8.8 | TORNILLO TCEI M3X25 8.8 | PZ | 1
51232171 |  | VITE TCEI M5X50 8.8 | SCHRAUBE TCEI M5X50 8.8 | SCREW TCEI M5X50 8.8 | VIS TCEI M5X50 8.8 | TORNILLO TCEI M5X50 8.8 | PZ | 1.4
51232172 |  | VITE TCEI M8X18 8.8 | SCHRAUBE TCEI M8X18 8.8 | SCREW TCEI M8X18 8.8 | VIS TCEI M8X18 8.8 | TORNILLO TCEI M8X18 8.8 | PZ | 1
51232173 | #5 | VITE TCEI M3X6 8.8 | SCHRAUBE TCEI M3X6 8.8 | SCREW TCEI M3X6 8.8 | VIS TCEI M3X6 8.8 | TORNILLO TCEI M3X6 8.8 | PZ | 0.8
51232174 | #5 | VITE TCEI M5X10 CL 8.8 | SCHRAUBE TCEI M5X10 8.8 | SCREW TCEI M5X10 8.8 | VIS TCEI M5X10 8.8 | TORNILLO TCEI M5X10 CL 8.8 | PZ | 0.8
51232177 |  | VITE TCEI M8X20 ZINC AUTOBL | SELBSTSP.SCHR TCEI ZINC M8X20 | TCEI AUTOBL ZINC SCREW M8X20 | VIS TCEI AUTOBL EN ZINC M8X20 | TORNILLO VIS TCEI ZINC M8X20 | PZ | 1
51232179 |  | VITE TCEI M8X12 | SCHRAUBE TCEI M8X12 | SCREW TCEI M8X12 | VIS TCEI M8X12 | TORNILLO TCEI M8X12 | PZ | 1
51232198 |  | VITE TCEI M2.5 X10 12.9 NERA | SCHR TCEI M2.5 X10 12.9 SCH | SCRW TCEI M2.5 X10 12.9 BLK | VIS ALL. M2.5X10 12.9 NOIRE | TORN TCEI M2.5 X10 12.9 NEG | PZ | 1
51232205 |  | VITE TCCE 4X10 ZINCATA | VERZINKTE SCHRAUBE TCCE 4X10 | TCCE GALVANIZED SCREW 4 X 10 | VIS TCCE 4X10 GALVANISEE | TORNILLO TCCE 4X10 GALVANIZADO | PZ | 1
51232226 |  | VITE TCEI 3X10 ZINCATA | VERZINKTE SCHRAUBE TCEI 3X10 | SCREW TCEI 3X10 GALVANISED | VIS TCEI 3X10 GALVANISEE | TORNILLO TCEI 3X10 GALVANIZADO | PZ | 1
51232235 |  | VITE TCEI M5X14 A2 | ZYL.SCHR INN.SECHSK M5X14 A2 | HEX SOCKET HD SCR M5X14 A2 | VIS TCHC M5X14 A2 | TORN C/CIL ALLEN M5X14 A2 | PZ | 1
51232240 |  | VITE TCEI M6X30 A2 | TCEI SCHEIBE UNI 5931 (DIN912) | TCEI SCREW M6X30 A2 | VIS TCE M6X30 A2 | TORNILLO TCE M6X30 A2 | PZ | 1
51232247 |  | VITE TCEI M3X25 A2 | SCHRAUBE TCEI M3X25 A2 | SCREW TC EI UNI 5931 (DIN912) | VIS TCHC M3X25 A2 | TORNILLO TCEI M3X25 A2 | PZ | 1
51232249 |  | VITE TCEI M6X20 8.8 T. BASSA | NIEDR SCHR TCEI M6X20 8.8 T. | LOW SCREW TCEI M6X20 8.8 T. | VIS TCEI M6X20 8.8 T.BAS | TORNILLO TCEI M6X20 8.8 T.BAJA | PZ | 1
51232250 |  | VITE TCEI M6X16 8.8 | SCHRAUBE TCEI M6X16 8.8 | SCREW TCEI M6X16 8.8 | VIS TCEI M6X16 8.8 | TORNILLO TCEI M6X16 8.8 | PZ | 1
51232253 |  | VITE TCEI M5 GAMBO RETT. | RECHT. SCHAFT TCEI M5 SCHRAUBE | SCREW TCEI M5 RECTANGULAR STEM | VIS TCEI M5 TIGE RECTANG. | TORNILLO TCEI M5 TALLO RECTANG | PZ | 5.6
51232254 |  | VITE TCEI M5X80 8.8 ZINC | SCHRAUBE TCEI M5X80 8.8 VERZ | TCEI SCREW M5X80 8.8 GALV | VIS TCHC M5X80 8,8 ZING | TORNILLO TCEI M5X80 8.8 CINC | PZ | 1
51232257 |  | VITE TCEI M10X40 10.9 T.BASSA | TCEI M10X40 10.9 NIEDRIG. KOPF | M10X40 10.9 T.LOWER TCEI SCREW | VIS TCEI M10X40 10.9 T.BAISSE | TORN. TCEI M10X40 10.9 T.BAJA | PZ | 1.7
51232500 |  | VITE TCEI M8x25 12.9 | SCHRAUBE TCEI M8x25 12.9 | SCREW TCEI M8x25 12.9 | VIS TCEI M8x25 12.9 | TORNILLO TCEI M8x25 12.9 | PZ | 1
51232503 | #5 | VITE TCEI M4X8 CL 8.8 | SCHRAUBE TCEI M4X8 CL 8.8 | SCREW TCEI M4X8 CL 8.8 | VIS TCEI M4X8 CL 8.8 | TORNILLO TCEI M4X8 CL 8.8 | PZ | 0.8
51232504 | #5 | VITE TCEI M4X12 8.8 | SCHRAUBE TCEI M4X12 8.8 | SCREW TCEI M4X12 12.9 | VIS TCEI M4X12 8.8 | TORNILLO TCEI M4X12 8.8 | PZ | 0.8
51232510 |  | VITE TCEI M5X8 INOX | SCHRAUBE TCEI M5X8 I | SCREW TCEI M5X8 INOX | VIS TCEI M 5X8 INOX | TORNILLOTCEI M5X8 INOX | PZ | 1
51232514 |  | VITE TCEI M4X30 | M4X30 TCEI SCHRAUBE | SCREW TCEI M4X30 | VIS TCEI M4X30 | TORNILLO TCEI M4X30 | PZ | 1
51232518 |  | VITE TCEI M4X45 INOX | SCHRAUBE TCEI M4X45 INOX | TCEI M4X45 INOX SCREW | VIS TCEI M4X45 INOX | TORNILLO TCEI M4X45 INOX | PZ | 1
51232520 |  | VITE TCEI M6X14 12.9 ZINC | SCHRAUBE TCEI M6X14 12.9 ZINC | SCREW TCEI M6X14 12.9 ZINC | VIS TCEI M6X14 12.9 ZINC | TORNILLO TCEI M6X14 12.9 ZINC | PZ | 1
51232531 |  | VITE TCEI M16X140 CL.10.9 | SCHRAUBE TCEI M16X140 CL.10.9 | TCEI SCREW M16X140 CL.10.9 | VIS TCHC M16X140 CL.10,9 | TORNILLO TCEI M16X140 CL.10.9 | PZ | 7
51232534 |  | VITE TCEI M5X10 CL 8.8 ZINC | SCHR. TCEI M5X10 CL 8.8 VERZ | TCEI SCREW M5X10 CL 8.8 GALV | VIS TCHC M5X10 CL 8,8 ZING | TORNILLO TCEI M5X10 CL8.8 CINC | PZ | 1
51232539 |  | VITE TCEI M3 X 10 INOX | TCEI M3 X 10 INOX SCHRAUBE | TCEI M3 X 10 INOX SCREW | VIS TCEI M3 X 10 INOX | TORN. TCEI M3 X 10 INOX | PZ | 1
51232543 |  | VITE TCEI M2,5X6 INOX A2 | VITE TCEI M2,5X6 INOX A2 | VITE TCEI M2,5X6 INOX A2 | VITE TCEI M2,5X6 INOX A2 | VITE TCEI M2,5X6 INOX A2 | PZ | 1
51232544 |  | VITE TCEI M3X30 INOX A2 | VITE TCEI M3X30 INOX A2 | VITE TCEI M3X30 INOX A2 | VITE TCEI M3X30 INOX A2 | VITE TCEI M3X30 INOX A2 | PZ | 1
51236070 |  | VITE TC INTAGL M2X12 OTTONE | SCHRAUBE M2X12 | SCREW M2X12 | VIS M2X12 | TORNILLOM2X12 | PZ | 1
51236136 |  | VITE TC INTAGL M4X6 IN NYLON | NYLON GESCHL TC SCHRAUBE M4X6 | NYLON CARVED TC SCREW M4X6 | VIS TC DEC. M4X6 NYLON | TORN. TC TALL. M4X6 NYLON | PZ | 1
51237004 |  | VITE TC CROCE M5X10 4.8 | KREUZSCHL.SCHR.Z.K.M5X10 4.8 | CROSS TC SCREW M510 4.8 | VIS TC CROIX M5X10 4.8 | TORNILLO TC CRUZ M5X10 4.8 | PZ | 1
51237005 |  | VITE TC CROCE M6X12 4.8 | SCHRAUBE TC KREUZ M6X12 4.8 | SCREW M6X12 4.8 | VIS TC M6X12 4.8 | TORNILLO TC CRUZ M6X12 4.8 | PZ | 1
51237008 |  | VITE TC CROCE M4X8 4.8 ZINC | SCHRAUBE TC M4X8 4.8 | SCREW TC M4X8 4.8 | VIS TC M4X8 4.8 | TORNILLO TC PHIL M4X8 4.8 CINC | PZ | 1
51237016 |  | VITE TC CROCE M3X8 | KR-SCHLITZSCHRAUBE ZK M3X8 | SOCKET CROSSHEAD SCR M3X8 | VIS TC CRUCIFORME M3X8 | TORNILLO C/CIL CRUZ M3X8 | PZ | 1
51237028 |  | VITE TC CROCE M4X10 4.8 | M4X10 8.8 TC SCHRAUBE | M4X10 8.8 TC CROSS SCREW | VIS TC CROIX M4X10 8.8 | TORNILLO TC CRUZ M4X10 8.8 | PZ | 1
51237036 |  | VITE M6X10 FISS. PERNO | SCHRAUBE M6X10 BEF. BOLZEN | M6X10 PIVOT FIXING SCREW | VIS M6X10 FIX. PIVOT | TORNILLO X6X10 FIJO EJE | PZ | 1.1
51237048 |  | VITE TC CROCE M3X14 A2 | KR-SCHLITZSCHRAUBE ZK M3X14 A2 | SOCKET CROSSHEAD SCR M3X14 | VIS TC CRUCIFORME M3X14 A2 | TORNILLO C/CIL CRUZ M3X14 A2 | PZ | 1
51237058 |  | VITE TC CROCE M2X10 ZINC.BIANC | TC M2X10 KREUZ SCHRAUBE ZINK.W | TC M2X10 CROSS SCREW ZINC.WHIT | TC M2X10 CROIX VIS ZINC.BLANC | M2X10 TC CRUZ TORNILLO ZINC.BL | PZ | 1
51237059 |  | VITE TC CROCE M3X5 ZINC.BIANC | KREUZKOPFSCHRAUBE M3X5 VERZINK | SCREW TC CROCE M3X5 ZINC.BIANC | VIS TC CROCE M3X5 ZINC.BIANC | TORNILLO TC PHILLIPS M3X5 CINC | PZ | 1
51237065 |  | VITE TC CROCE M2.5X5 ZINC BIAN | Z.K.-SCHR. KREUZSC.M2.5X5 V.W. | SCR TC CROSS M2.5X5 GALV WHITE | VIS TC CROIX M2.5X5 ZING. BLAN | TORN.TC CRUZ M2.5X5 GALV. BLAN | PZ | 1
51242010 |  | VITE TPSEI M10X45 10.9 | SCHRAUB M10X45 10.9 | TPSEI M10X45 10.9 SCREW | VIS TPSEI M10X45 10.9 | TORNILLO TPSEI M10X45 10.9 | PZ | 1
51242012 |  | VITE TPSEI M6X20 10.9 | SCHRAUBE TPSEI M6X20 10.9 | TPSEI M6X20 10.9 SCREW | VIS TPSEI M6X20 10.9 | TORNILLO TPSEI M6X20 10.9 | PZ | 1
51242013 |  | VITE TPSEI M3X10 10.9 BRUN | BRUEN.SCHRAUBE TPSEI M3X10 10. | SCREW TPSEI M3X10 10.9 BROWN | VIS TPSEI M3X10 10.9 BRUNIE | TORNILLO TPSEI M3X10 10.9 PARD | PZ | 1
51242022 |  | VITE TPSEI M6X16 10.9 | SCHRAUBE | M6X16 10.9 TPSEI SCREW | VIS TPSEI M6X16 10.9 | TORNILLO TPSEI M6X16 10.9 | PZ | 1
51242025 |  | VITE TPSEI M8X20 10.9 | SCHRAUBE TPSEI M8X20 10.9 | SCREW TPSEI M8X20 10.9 | VIS TFHC M8X20 10,9 | TORNILLO TPSEI M8X20 10.9 | PZ | 1
51242034 |  | VITE TPSEI M6X12 10.9 | SCHRAUBE TPSEI M6X12 10,9 | TPSEI M6X12 10.9 SCREW | VIS TPSEI M6X12 10.9 | TORNILLO TPSEI M6X12 10.9 | PZ | 1
51242038 |  | VITE TPSEI M6X14 10.9 ZINC | SCHRAUBE TPSEI M6X14 10.9 ZINC | SCREW TPSEI M6X14 10.9 ZINC | VIS TPSEI M6X14 10.9 ZINC | TORNILLO TPSEI M6X14 10.9 ZINC | PZ | 1
51242042 |  | VITE TPSEI M4X8 10.9 | SCHRAUBE TPSEI M4X8 8.8 | SCREW TPSEI M4X8 8.8 | VIS TPSEI M4X8 8.8 | TORNILLO TPSEI M4X8 10.9 | PZ | 1
51242044 |  | VITE TPSEI M5X16 INOX | SCHRAUBE TPSEI M5X16 10.9 | SCREW TPSEI M5X16 10.9 | VIS TPSEI M5X16 10.9 | TORNILLO TPSEI M5X16 AC.INOX. | PZ | 1
51242050 | #5 | VITE TPSEI M5X12 | SCHRAUBE TPSEI M5X12 | SCREW TPSEI M5X12 | VIS TPSEI M5X12 | TORNILLO TPSEI M5X12 | PZ | 0.8
51242055 |  | VITE TPSEI M4X6 10.9 | SCHRAUBE TPSEI M4X6 10.9 | SCREW TPSEI M4X6 10.9 | VIS TPSEI M4X6 10.9 | TORNILLO TPSEI M4X6 10.9 | PZ | 1
51242059 |  | VITE TPSEI M4x16 | SCHRAUBE TPSEI M4x16 | SCREW TPSEI M4x16 | VIS TPSEI M4x16 | TORNILLO TPSEI M4x16 | PZ | 1
51242060 |  | VITE TPSEI M4X35 | SCHRAUBE TPSEI M4X35 | SCREW TPSEI M4X35 | VIS TPSEI M4X35 | TORNILLO TPSEI M4X35 | PZ | 1
51242063 |  | VITE TPSEI M5X10 | SCHRAUBE TPSEI M5X10 | SCREW TPSEI M5X10 | VIS TPSEI M5X10 | TORNILLOTPSEI M5X10 | PZ | 1
51242067 |  | VITE TPSEI M3X5 10.9 | SCHRAUBE TPSEI M3X5 10.9 | SCREW TPSEI M3X5 10.9 | VIS TPSEI M3X5 10.9 | TORNILLO TPSEI M3X5 10.9 | PZ | 1
51242068 |  | VITE TPSEI M4X25 | SCHRAUBE TPSEI M4X25 | SCREW TPSEI M4X25 | VIS TPSEI M4X25 | TORNILLOTPSEI M4X25 | PZ | 1
51242070 |  | VITE TPSEI M4X20 | [A_SCHRAUBE TPSEI M4X20 | TPSEI M4X20 SCREW | VIS TPSEI M4X20 | TORNILLO TPSEI M4X20 | PZ | 1
51242071 |  | VITE TPSEI M3X8 10.9 | TPSEI M3X8 10.9 SCHRAUBE | TPSEI M3X8 10.9 SCREW | VIS TPSEI M3X8 10.9 | TORNILLO TPSEI M3X8 10.9 | PZ | 1
51242074 |  | VITE TPSEI M4X10 | SCHRAUBE TPSEI M4X10 | SCREW TPSEI M4X10 | VIS TPSEI M4X10 | TORNILLO TPSEI M4X10 | PZ | 1
51247001 |  | VITE TPS CROCE M5X16 | SENKSCHRAUBE M KREUZ. M5X16 | M5X16 CROSS-HEAD TPS SCREW | VIS TPS CROIX M5X16 | TORN. TPS CRUZ M5X16 | PZ | 1
51247015 |  | VITE TPS CROCE M3X8 A2 | SENKSCHRAUBE M KREUZ. M3X8 A2 | A2 M3X8 CROSS-HEAD TPS SCREW | VIS TPS CROIX M3X8 A2 | TORN.TPS CRUZ M3X8 A2 | PZ | 1
51247017 |  | VITE TPS CROCE M4X8 A2 | SENKSCHRAUBE M KREUZ. M4X8 A2 | CSK CROSSHEAD SCR M4X8 A2 | VIS TF PLATE CRUCIFOR.M4X8 A2 | TORN C/PLANA AVELL CR M4X8 A2 | PZ | 1
51247018 |  | VITE TPS CROCE M4X10 A2 | SENKSCHRAUBE M KREUZ. M4X10 A2 | CSK CROSSHEAD SCR M4X10 A2 | VIS TF PLATE CRUCIFOR.M4X10 A2 | TORN C/PLANA AVELL CR M4X10 A2 | PZ | 1.2
51247021 |  | VITE TPS CROCE M4X16 A2 | SENKSCHRAUBE M KREUZ. M4X16 A2 | CSK CROSSHEAD SCR M4X16 A2 | VIS TF PLATE CRUCIF.M4X16 A2 | TORN C/PLANA AVELL CR M4X16 A2 | PZ | 1
51247025 |  | VITE TPS CROCE M2,5X6 A2 | SCHRAUBE TPS CROCE M2,5X6 A2 | SCREW TS PCR UNI7688-PH(DIN965 | VIS TS PCR UNI7688-PH(DIN965 | TORNILLO TPS PHILL. M2,5X6 A2 | PZ | 1
51247028 |  | GRANO ST EI M3X6 A2 | STIFT ST EI M3X6 A2 | SCREW ST FLAT UNI5923 (DIN913) | VIS ST FLAT UNI5923 (DIN913) | TORNILLO PRIS EST EI M3X6 A2 | PZ | 1
51247030 |  | VITE TPS CROCE M4X12 ZINC.BIAN | TPS KREUZ SCHRAUBE M4X12 ZINK. | WH. GALV M4X12 CROSS TPS SCREW | VIS TPS CROIX M4X12 ZYNC.BLANC | TORN.TPS CRUZ M4X12 ZINC.BLAN | PZ | 1
51262001 |  | VITE T/BOMB EI M3X6 10.9 | SCHRAUBE T/BOMB EI M3X6 10.9 | SCREW T/BOMB EI M3X6 10.9 | VIS T/POMPE EI M3X6 10.9 | TORNILLO T/BOMB EI M3X6 10.9 | PZ | 1
51262003 |  | VITE T/BOMB EI M3X10 10.9 | SCRAUBE M3X10 | SCREW M3X10 | VIS M3X10 | TORNILLO M3X10 | PZ | 1
51262004 |  | VITE T/BOMB EI M4X10 10.9 | SCHRAUBE T/BOMB EI M4X10 10.9 | SCREW T/BOMB EI M4X10 10.9 | VIS T/BOMB EI M4X10 10.9 | TORNILLO T/BOMB EI M4X10 10.9 | PZ | 1
51262006 |  | VITE T/BOMB EI M4X6 10.9 | LINSEN.SCHR. EI M4X6 10.9 | SCREW T/BOMB EI M4X6 10.9 | VIS T/BOMBÉE EI M4X6 10,9 | TORNILLO C/ABOMB. EI M4X6 10.9 | PZ | 1
51262008 |  | VITE T/BOMB EI M4x20 10.9 | SCHAUBE T/BOMB EI M4X20 10.9 | SCREW T/BOMB EI M4X20 10.9 | VIS T/BOMB EI M4X20 10.9 | TORNILLO T/BOMB EI M4X20 10.9 | PZ | 1
51262010 | #5 | VITE T/BOMB EI M4X8 10.9 | SCHRAUBE T/BOMB EI M4X8 10.9 | T/BOMB SCREW EI M4X8 10.9 | VIS T/BOMB EI M4X8 10.9 | TORNILLO T/BOMB EI M4X8 10.9 | PZ | 0.8
51262011 | #5 | VITE T/BOMB EI M4X14 10.9 | SCHRAUBE T/BOMB EI M4X14 10.9 | SCREW T/BOMB EI M4X14 10.9 | VIS T/POMPE EI M4X14 10.9 | TORNILLO T/BOMB EI M4X14 10.9 | PZ | 0.8
51262012 |  | VITE T/BOMB EI M4X8 10.9 ZINC | SCHRA.T/BOMB EI M4X8 10.9 ZINC | SCREW T/BOMB EI M4X8 10.9 ZINC | VIS T/BOMB EI M4X8 10.9 ZINC | TORN. T/BOMB EI M4X8 10.9 ZINC | PZ | 1
51262013 |  | VITE T/BOMB EI M6X16 | SCHRAUBE T/BOMB EI M6X16 | SCREW T/BOMB EI M6X16 | VIS T/BOMB EI M6X16 | TORNILLO T/BOMB EI M6X16 | PZ | 1
51262014 |  | VITE T/BOMB EI M4X10 10.9 | SCHRAUBE T/BOMB EI M4X10 10.9 | SCREW T/BOMB EI M4X10 10.9 | VIS T/BOMB EI M4X10 10.9 | TORNILLO T/BOMB EI M4X10 10.9 | PZ | 1
51262016 |  | VITE T/BOMB EI M5X10 10.9 ZINC | SCHRAUBE EI M5X10 10.9 | SCREW CONVEX/HEAD EI M5X10 10. | VIS BOMBEE EI M5X10 10.9 | TORN C/ABOMB EI M5X10 10.9 CIN | PZ | 1
51262017 |  | VITE T/BOMB EI M4X5 8.8ZINC | SCHRAUBE T/BOMB EIM4X5 8.8ZINC | SCREW T/BOMB EI M4X5 8.8 ZINC | VIS T/BOMB EI M4X5 8.8ZINC | TORNILLO T/BOMB EI M4X5 8.8ZIN | PZ | 1
51262018 |  | VITE T/BOMB EI M4X16 | SCHRAUBE T/BOMB EI M4x16 | SCREW T/BOMB EI M4x16 | VIS T/BOMB EI M4x16 | TORNILLO T/BOMB EI M4x16 | PZ | 1
51262020 |  | VITE T/BOMB EI M4x25 INOX | SCHRAUBE T/BOMB EI M4x25 INOX | SCREW T/BOMB EI M4x25 INOX | VIS T/BOMB EI M4x25 INOX | TORNILLO T/BOMB EI M4x25 INOX | PZ | 1
51262021 |  | VITE T/BOMB EI M6X12 10.9 ZINC | SCHRA T/BOMB EI M6X12 10.9ZINC | SCREW T/BOMB EI M6X12 10.9ZINC | VIS T/BOMB EI M6X12 10.9ZINC | TORN T/BOMB EI M6X12 10.9 ZINC | PZ | 1
51262023 |  | VITE T/BOMB EI M5X10 INOX A2 | ROSTFREISCHRAU T/B EI M5X10 A2 | T/BOMB EI M5X10 INOX A2 SCREW | VIS T/BOMB EI M5X10 INOX A2 | TORNILLO T/BOMB EI M5X10 INOX | PZ | 1
51262024 |  | VITE T/BOMB EI M5X20 INOX A2 | LINSEN.SCHR. EI M5X20 INOX A2 | BUT.H SCREW EI M5X20 ST.ST. A2 | VIS T/BOMBÉE EI M5X20 INOX A2 | TORN C/ABOMB EI M5X20 INOX A2 | PZ | 1
51262028 |  | VITE TBCE 6X8 ZINCATA | VERZINKTE 6X8 TBCE SCHRAUBE | GALVANIZED TBCE SCREW 6X8 | VIS TBCE 6X8 ZINGUÉE | TORNILLO TBCE 6X8 GALVANIZADO | PZ | 1
51262042 | #5 | VITE T/BOMB TCEI FLA M4X8 10.9 | LINSEN.SCHR. TCEI FLA M4X8 8.8 | BUT.H SCREW TCEI FLA M4X8 8.8 | VIS T/BOMBÉE TCHC BRI M4X8 8,8 | TORN C/ABOMB TCEI FLA M4X8 8.8 | PZ | 0.8
51262044 |  | VITE T/BOMB EI M6X12 10.9 ZINC | SCHR.T/BOMB EI M6X12 10.9 VERZ | T/ROU EI M6X12 10.9 ZINC SCREW | VIS T/BOMB EI M6X12 10.9 ZINC | TORN. T/BOMB EI M6X12 10.9 ZIN | PZ | 1
51262068 |  | VITE T/BOMB EI M5X16 10.9 | LINSEN.SCHR. EI M5X16 10.9 | 10.9 M5X16 EI T/ROUND SCREW | VIS T/BOMB EI M5X16 10.9 | TORN. T/BOMB EI M5X16 10.9 | PZ | 1
51262070 |  | VITE T/BOMB EI M4X10 INOX | LINSENKOPFSCHRAUBE EI M4X10 ED | T/BOMB SCREW EI M4X10 INOX | VIS T.BOMBÉE EI M4X10 INOX | TORNILLO C/ABOMB. EI M4X10 ACE | PZ | 1
51262080 |  | VITE T/BOMB EI M5X12 INOX | BOMB EI M5X12 INOX SCHRAUBE | ROUNDED EI M5X12 INOX SCREW | VIS T/BOMB EI M5X12 INOX | TORN. T/BOMB EI M5X12 INOX | PZ | 1
51272001 |  | GRANO EI M4X8 PI 12.9 | STIFT M 4X8 PI 12.9 | DOWEL EI M 4X8 PI 12.9 | GRAIN EI M 4X8 PI 12.9 | TORNILLO PRIS EI M4X8 PI 12.9 | PZ | 1
51272007 |  | GRANO EI M5X8 PI 8.8 12.9 | STIFT EI M5X8 PI 8.8 12.9 | DOWEL EI M5X8 PI 8.8 12.9 | VIS SANS TETE EI M5X8 PI 8.8 1 | TORN PRIS EI M5X8 PI 8.8 12.9 | PZ | 1
51272017 |  | GRANO EI M4X6 PC 12.9 | NUT SCHRAUBE EI M4X6 PC 12.9 | PC 12.9 M4X6 EI SCREW | VIS EI M4X6 PC 12.9 | TORN. EI M4X6 PC 12.9 | PZ | 1
51272018 |  | GRANO EI M4X10 PC 12.9 | STIFT EI M4X10 PC 12.9 | EI M4X10 PC 12.9 SCREW | VIS SANS TÊTE EI M4X10 PC 12.9 | TORNILLO PRIS EI M4X10 PC 12.9 | PZ | 1
51272024 |  | GRANO EI M5X10 PP 12.9 | NUT SCHRAUBE EI M5X10 PP 12.9 | EI M5X10 PP 12.9 GRUB SCREW | VIS ECROU EI M5X10 PP 12.9 | TUERCA EI M5X10 PP12.9 | PZ | 1
51272034 |  | GRANO SPEC EI M10X20 PCI | SPEC EI M10X20 PCI STIFT | SPEC EI M10X20 PCI DOWEL | GOUJON SPEC. EI M10X20 PCI | TORN FIJAC ESP EI M10X20 PCI | PZ | 1
51272039 |  | GRANO EI M5X14 PI 12.9 ZINC | ZAPFEN EI M5X14 PI 12.9 VERZ. | GALVAN EI M5X14 PI 12.9 SCREW | ECROU EI M5X14 PI 12.9 ZINC | TUERCA EI M5X14 PI 12.9 ZINC | PZ | 1
51272043 | #5 | GRANO SPEC EI M6X16 PCI | STIFT EI M6X16 PCI | DOWEL EI M6X16 PCI | RIVET EI M6X16 PCI | ROSCA EI M6X16 PCI | PZ | 0.8
51272045 |  | GRANO EI M3X6 PI 12.9 | STIFT EI M3X6 PI 12.9 | DOWEL EI M3X6 PI 12.9 | GRAIN EI M3X6 PI 12.9 | TORNILLO PRIS EI M3X6 PI 12.9 | PZ | 1
51272050 |  | GRANO EI M4X4 PI 12.9 | STIFT EI M4X4 PI 12.9 | DOWEL EI M4X4 PI 12.9 | VIS SANS TETE EI M4X4 PI 12.9 | TORNILLO PRIS EI M4X4 PI 12.9 | PZ | 1
51272053 |  | GRANO SPEC EI M10X12 PCI | SPEC EI M10X12 PCI SCHRAUBE | SPEC EI M10X12 PCI SCREW | VIS SPEC EI M10X12 PCI | TORNILLO SPEC EI M10X12 PCI | PZ | 1
51272063 |  | GRANO EI M6X8 PP 12.9 | EI M6X8 PP 12.9 SCHRAUBE | EI M6X8 PP 12.9 SCREW | VIS EI M6X8 PP 12.9 | TORNILLO EI M6X8 PP 12.9 | PZ | 1
51272066 |  | GRANO EI M8X12 PP 12.9 | STIFT EI M8X12 PP 12.9 | DOWEL EI M8X12 PP 12.9 | VIS SANS TETE EI M8X12 PP 12.9 | TORNILL PRIS EI M8X12 PP 12.9 | PZ | 1
51272069 |  | GRANO EI M8X25 PP 12.9 | STIFT EI M8X25 PP 12.9 | DOWEL EI M8X25 PP 12.9 | VIS SANS TETE EI M8X25 PP 12.9 | TORNILL PRIS EI M8X25 PP 12.9 | PZ | 1
51272071 |  | GRANO EI M10X16 PP 12.9 BRUN | STIFT EI M10X16 PP 12.9 BRÜN | EI M10X16 PP 12.9 BRUN SCREW | VIS S.T.EI M10X16 PP 12.9 BRUN | TORN PR EI M10X16 PP 12.9 BRUN | PZ | 1
51272074 |  | GRANO EI M12X20 PP 12.9 | STIFT EI M12X20 PP 12.9 | DOWEL EI M12X20 PP 12.9 B | VIS S. TÊTE EI M12X20 PP 12.9 | TORNILL PRIS EI M12X20 PP 12.9 | PZ | 1
51272085 |  | GRANO SPEC EI M4X12 PP | SPEZ.STIFT EI M4X12 PP | EI M4X12 PP SPEC. SCREW | VIS SANS TÊTE SPÉC EI M4X12 PP | TORNIL PRIS ESPEC EI M4X12 PP | PZ | 1
51272086 |  | GRANO SPEC EI M5X6 PCI | SPEC EI M5X6 PCI STIFT | SPEC EI M5X6 PCI DOWEL | SPEC EI M5X6 PCI GRAIN | SPEC EI M5X6 PCI TORN.FIJAC. | PZ | 1
51272091 |  | GRANO SPEC EI M5X10 PC | KORN EI M5X10 PC | GRAIN EI M5X10 PC | VIS SANS TÊTE SPÉC EI M5X10 PC | GRANO EI M5X10 PC | PZ | 1
51272092 |  | GRANO SPEC EI M8X16 PCI | SPEC EI M8X16 PCI STIFT | SPEC EI M8X16 PCI DOWEL | SPEC EI M8X16 PCI GRAIN | SPEC EI M8X16 PCI TORN FIJAC | PZ | 1
51272093 |  | GRANO EI M6X12 PP ZINC | STIFT EI M6X12 PP ZINC | DOWEL EI M6X12 PP ZINC | VIS SANS TETE EI M6X12 PP ZINC | TORNILLO PRIS EI M6X12 PP CINC | PZ | 1
51272094 |  | GRANO EI M6X14 PC 12.9 | EI M6X14 PC 12.9 STIFT | EI M6X14 PC 12.9 DOWEL | EI M6X14 PC 12.9 GRAIN | EI M6X14 PC 12.9 TORN FIJAC | PZ | 1
51272095 |  | GRANO EI M4X6 PI 12.9 | GEWINDEST. EI M4X6 PI 12.9 | GRUB SCREW EI M4X6 PI 12.9 | VIS S.TÊTE HC M4X6 PI 12.9 | TORN-PRI EI M4X6 PI 12.9 | PZ | 1
51272100 |  | GRANO EI M5X5 PP 12.9 | KORN EI M5X5 PP 12.9 | GRAIN EI M5X5 PP 12.9 | VIS S. TÊTE EI M5X5 PP 12.9 | GRANO EI M5X5 PP 12.9 | PZ | 1
51272104 |  | GRANO EI M6X30 PP 12.9 | NUT SCHRAUBE EI M6X30 PP 12.9 | EI M6X30 PP 12.9 GRUB SCREW | VIS ECROU EI M6X30 PP 12.9 | TORNILLO TUERCA EI M6X30 PP 12 | PZ | 1
51272105 | #5 | GRANO EI M6X10 PCI | STIFT EI M6X10 PCI | DOWEL EI M6X10 PCI | VIS SANS TETE EI M6X10 PCI | TORNILLO PRISION EI M6X10 PCI | PZ | 0.8
51272107 |  | GRANO EI M4X4 PC 12.9 | SCHRAUBE EI M4X4 PC 12.9 | GRAIN EI M4X4 PC 12.9 | VIS SANS TÊTE EI M4X4 PC 12.9 | TORN FIJACION EI M4X4 PC 12.9 | PZ | 1
51272110 |  | GRANO EI M12X40 PUNTALE | STIFT EI M12X40 SPTZE | PIN EI M12X40 TOP | GOUJON EI M12X40 POINTE | GRANO EI M12X40 PUNTA | PZ | 11
51272112 |  | GRANO EI M10X16 PI 12.9 | EI M10X16 PI 12.9 STIFT | EI M10X16 PI 12.9 DOWEL | EI M10X16 PI 12.9 GRAIN | EI M10X16 PI 12.9 TORN FIJAC | PZ | 1
51272113 |  | GRANO EI M4X10 PC A2 | STIFT EI M4X10 PC A2 | DOWEL EI M4X10 PC A2 | GRAIN EI M4X10 PC A2 | TORNILLO PRIS EI M4X10 PC A2 | PZ | 1
51272114 |  | GRANO SPEC EI M4X6 PCI | DUEBEL EI M4X6 PCI | DOWEL EI M4X6 PCI | GOUJON SPEC EI M4X6 PCI | TACO EI M4X6 PCI | PZ | 1
51272116 |  | GRANO EI M6X10 PI 12.9 | STIFT EI M6X10 PI 12.9 | GRUB SCREW EI M6X10 PI 12.9 | VIS DE BLOCAGE EI M6X10 PI12.9 | TORNILLO PRIS EI M6X10 PI 12.9 | PZ | 1
51272119 |  | GRANO EI M4X6 PP | STIFT EI M4X6 PP | EI M4X6 PP GRUB SCREW | VIS EI M4X6 PP GRUB | TORNILLO EI M4X6 PP GRUB | PZ | 1
51272142 |  | GRANO EI M4X10 PP 45H ZINC | EI M4X10 PP 12.9 VERZ SCHRAUBE | EI M4X10 PP 12.9 ZINC SCREW | VIS EI M4X10 PP 12.9 ZINC | TORNILLO EI M4X10 PP 12.9 ZINC | PZ | 1
51272146 |  | GRANO EI M5X12 PCI 12.9 BRUN | STIFT EI M5X12 PCI 12.9 BRÜN. | NUT EI M5X12 PCI 12.9 BRUN | VIS EI M5X12 PCI 12,9 BRUN. | TORN.EI M5X12 PCI 12,9 BRUN. | PZ | 1
51276033 |  | GRANO EI M6X40 P.PARI ZINC | STIFT EI M6X40 P.PARI ZINK | DOWEL EI M6X40 P.PARI ZINC | VIS S.T. EI M6X40 P.PAIRE ZIN | TORN PRIS EI M6X40 P.PLAN CINC | PZ | 1
51436002 |  | VITE AUT TC CRO #4PX3/4 | SCHRAUBE AUT TC CRO #4PX3/4 | SCREW AUT TC CRO #4PX3/4 | VIS AUT TC CRO #4PX3/4 | TORNILLO AUT TC PHIL. #4PX3/4 | PZ | 1
51437003 | #5 | VITE AUT TC CRO #7SPX3/8'' | CHRO SCHRAUB. AUT TC 7SPX3/8'' | CHROMED SCREW #7SPX3/8'' | VIS AUT TC CHROMÉE #7SPX3/8'' | TORNILLO AUT TC CRO #7SPX3/8'' | PZ | 0.8
51437005 |  | VITE AUT TC CRO #7SPX1/4 | SCHRAUBE AUT TC CRO #7PX1/4 | SCREW AUT TC CRO #7PX1/4 | VIS-TARAUD TC CRO #7PX1/4 | TORNILLOAUT TC CRO #7PX1/4 | PZ | 1
51437007 |  | VITE AUT TC CRO #7PX5/8 | CHROM. SCHRAUBE AUT TC #7PX5/8 | CHROM. SCREW AUT TC CRO 7PX5/8 | VIS AUT TC CRO #7PX5/8 | TORNILLO AUT TC CRO 7PX5/8 | PZ | 1
51437008 |  | VITE AUT TC CRO #6PX3/8 | CHROM. SCHRAUBE AUT TC 6PX3/8 | CHROM. SCREW AUT TC 6PX3/8 | VIS CHROM. AUT TC 6PX3/8 | TORNILLO AUT TC CRO 6PX3/8 | PZ | 1
51437009 | #5 | VITE AUT TC CRO4SPX1/4 2.9X6.5 | CHROM.SCHRAUBE AUT TC 4SPX1/4 | CHROM. SCREW AUT TC #4SPX1/4 | VIS AUT TC CHRO #4SPX1/4 | TORNILLO AUT TC CRO 4SPX 1/4 | PZ | 0.8
51437010 |  | VITE AUT TC CRO #4SPX1/2 ZINC | CHROM. SCHRAUBE AUT TC 4PX1/2 | CHROM. SCREW AUT TC 4PX1/2 | VIS CHROM. AUT TC 4PX1/2 | TORNILLO AUT TC CRO 4PX1/2 | PZ | 1
51437021 |  | VITE AUT TC CRO #6PX1/2 | CHROM. SCHRAUBE AUT TC 6PX1/2 | CHROM. SCREW AUT TC 6PX1/2 | VIS CHROM. AUT TC 6PX1/2 | TORNILLO AUT TC CRO. 6PX1/2 | PZ | 1
51437022 |  | VITE AUT TC CRO #8SPX5/8 | SCHRAUBE AUT TC CRO #8SPX5/8 | SCREW AUT TC CRO #8SPX5/8 | VIS AUT TC CRO #8SPX5/8 | TORNILLOAUT TC CRO #8SPX5/8 | PZ | 1
51437062 |  | VITE AUT TC CRO #4PX3/8 | SCHRAUBE AUT TC CRO #4Px3/8 | SCREW AUT TC CRO #4Px3/8 | VIS AUT TC CRO #4Px3/8 | TORNILLO AUT TC CRO #4Px3/8 | PZ | 1
51437066 |  | VITE AUT TC CRO #4PX5/8 | SCHRAUBE AUT TC CRO #4PX5/8 | SCREW AUT TC CRO #4PX5/8 | VIS-TARAUD TC CRO #4PX5/8 | TORNILLOAUT TC CRO #4PX5/8 | PZ | 1
51437073 |  | VITE AUT TC CRO #2SPX1/2 | KREUZSCHRAUBE AUT TC #2PX1/2 | SCREW AUT TC CRO #2PX1/2 | VIS AUT TC CRO #2PX1/2 | TORNILLOAUT TC CRO #2PX1/2 | PZ | 1
51437091 |  | VITE AUT TC CRO #4SPX3/8 | SCHRAUBE AUT TC #4SPX3/8 | SCREW AUT TC #4SPX3/8 | VIS AUT TC #4SPX3/8 | TORNILLO AUT TC PHIL. #4SPX3/8 | PZ | 1
51437094 |  | VITE AUT TC CRO #4PX1 | CHROM. SCHRAUBE AUT TC 4PX1 | CHROM. SCREW AUT TC 4PX1 | VIS CHROM. AUT TC 4PX1 | TORNILLO AUT TC CRO 4PX1 | PZ | 1
51437099 |  | VITE AUT TC CRO #4PX1/2 | SCHRAUBE AUT TC CRO #4PX1/2 | SCREW AUT TC CRO #4PX1/2 | VIS AUT TC CRO #4PX1/2 | TORNILLO AUT TC CRO #4PX1/2 | PZ | 1
51437111 |  | VITE AUT TC CRO #2.9X9.5 | SELBSTS. KREUZKOPFSCHRAUBE #2. | ST SCREW TC CRO #2.9X9.5 | VIS AUTOT. TC CHRO #2,9X9,5 | TORNILLO AUT TC PHIL #2,9X9,5 | PZ | 1
51437129 |  | VITE AUTOF. 8PX12.7 TMT INOX | SELBST. SCH. 8PX12.7 TMT INOX | AUTOF. 8PX12.7 TMT INOX SCREW | VIS AUTOF.8PX12.7 7 TMT INOX | TORN. AUTOF.8PX12.7 7 TMT INOX | PZ | 1
51437130 |  | VITE AUTOF.8PX9,52 TC INOX | SELBST. SCH. 8PX9,52 TC INOX | AUTOF.8PX9,52 TC INOX SCREW | VIS AUTOF.8OX9,52 TC INOX | TORN. AUTOF.8OX9,52 TC INOX | PZ | 1.3
51447003 |  | VITE AUT TPS CRO #7PX3/8 | SCHRAUBE AUT TPS CRO #7PX3/8 | SCREW AUT TPS CRO #7PX3/8 | VIS AUT TPS CRO #7PX3/8 | TORNILLOAUT TPS CRO #7PX3/8 | PZ | 1
51447006 |  | VITE AUT TPS CRO #7PX1/2 | CHROM. SCHRAUBE AUT TPS 7PX1/2 | CHROM. SCREW AUT TPS 7PX1/2 | VIS CHROM. AUT TPS 7PX1/2 | TORN. AUT TPS CRO 7PX1/2 | PZ | 1
51447019 |  | VITE AUT TPS CRO #4PX3/8 | SCHRAUBE AUT TPS CRO #4PX3/8 | SCREW AUT TPS CRO #4PX3/8 | VIS AUT TC CRO #4PX3/8 | TORNILLOAUT TPS CRO #4PX3/8 | PZ | 1
51447057 |  | VITE AUT TPS CRO #7PX1/2 | AUT TPS VERCH #7PX1/2 SCHRAUBE | AUT TPS CHRO #7PX1/2 SCREW | VIS AUT TPS CRO#7PX1/2 | TORNILLO AUT TPS CRO#7PX1/2 | PZ | 1
51447093 |  | VITE AUT TPS CRO 3X12 | SENKSCHNEIDSCHRAUBE KREUZ 3X12 | CSK CR.HD TAPPING SCR 3X12 | VIS AUTOT. TF PLATE CHR. 3X12 | TORN AUT C/PLANA AVELL CR 3X12 | PZ | 1
51467001 |  | VITE AUT T/BOMB 3X8 A2 | SELBSTS. LINSENKOPFSCHRAUBE 3X | SCREW FOR PLAST,MAT. TCCR/Z UN | VIS FOR PLAST,MAT. TCCR/Z UN | TORNILLO AUT C/ABOMB. 3X8 A2 | PZ | 1
51467003 |  | VITE AUT T/BOMB 3X12 A2 | LINSENKSCHNEIDSCHRAUBE 3X12 A2 | ROUND HEAD TAPPING SCR 3X12 A2 | VIS AUTOT. TÊTE BOMBÉE 3X12 A2 | TORN AUT C/ABOMB 3X12 A2 | PZ | 1
51467004 |  | VITE AUT T/BOMB 3.5X16 Fe | SELBST.S. LINS.SCHR. 3.5X16 FE | SCREW FOR PLAST,MAT. TCCR/Z UN | VIS FOR PLAST,MAT. TCCR/Z UN | TORNILLO AUT C/ABOMB 3.5X16 FE | PZ | 1
51467005 |  | VITE AUT T/BOMB 4X10 | LINSENKSCHNEIDSCHRAUBE 4X10 | ROUND HEAD TAPPING SCREW 4X10 | VIS AUTOTAR. TÊTE BOMBÉE 4X10 | TORNILLO AUT C/ABOMB 4X10 | PZ | 1
51467007 |  | VITE AUT T/BOMB 4X16 A2 | LINSENKSCHNEIDSCHRAUBE 4X16 A2 | ROUND HEAD TAPPING SCR 4X16 A2 | VIS AUTOT. TÊTE BOMBÉE 4X16 A2 | TORN AUT C/ABOMB 4X16 A2 | PZ | 1
51511001 |  | VITE LEGNO TE D 6X50 | HOLZSCHRAUBE TE D 6X50 | TE D 6X50 WOOD SCREW | VIS EN BOIS TE D 6X50 | TORNILLO DE MADERA TE D 6X50 | PZ | 1
51526003 |  | VITE LEGN TT CRO D 4.5X40 | SCHRAUBE LEGN TT CRO D 4.5X40 | SCREW LEGN TT CRO D 4.5X40 | VIS LEGN TT CRO D 4.5X40 | TORNILLO LEGN TT CRO D 4.5X40 | PZ | 1
51537001 |  | VITE AUT X ABS TC #3X1/2'' | CHRO. SCHRAUB AUT ABS TC 3X1/2 | CHROM. SCREW AUT ABS TC 3X1/2 | VIS CHROM. AUT ABS TC 3X1/2 | TORN. AUT X ABS TC 3X1/2 | PZ | 1
51537004 | #5 | VITE X ABS TC #4X3/8'' | SCHRAUBE X ABS TC#4X3/8'' | SCREW X ABS TC#4X3/8'' | VIS X ABS TC #4X3/8'' | TORNILLO X ABS TC 4X3/8' ' | PZ | 0.8
51537006 |  | VITE AUT TC CRO D5X20 | SCHRAUBE AUT TC CRO D5X20 | SCREW AUT TC CRO D5X20 | VIS AUT TC CRO D5X20 | TORNILLOAUT TC CRO D5X20 | PZ | 1
51537007 | #5 | VITE A-P T/BOMB CRO D4PX12 | SCHRAUBE AUT TC CRO D4X12 | SCREW AUT TC CRO D4X12 | VIS AUT T/POMPE CRO D4X12 | TORNILLO AP T/BOMB CRO D4PX12 | PZ | 0.8
51537008 |  | VITE A-P T/BOMB CRO D4SPX30 | SCHRAUBE AUT TC CRO D4X30 VERZ | SCREW AUT TC CRO D4X30 ZINC BC | VIS AUT TC CRO D4X30 ZINGUEE B | TORNILLO LAMPARA | PZ | 1
51537009 | #5 | VITE A-P T/BOMB CRO D4PX20 | SCHRAUBE AUT TC CRO D4X20 | SCREW AUT TC CRO D4X20 | VIS AUT TC CRO D4X20 | TORNILLOAUT TC CRO D4X20 | PZ | 0.8
51537012 | #5 | VITE A-P T/BOMB CRO D3SPX08 | SCHRAUBE AUT TC CRO D3SPX8 | SCREW AUT TC CRO D3SPX8 | VIS AUT TC CRO D3SPX8 | TORNILLO A-P T/BOM CRO D3SPX08 | PZ | 0.8
51537014 | #5 | VITE A-P T/BOMB CRO D3SPX12 | SCHRAUBE AUT TC CRO D3SPX12 | SCREW AUT TC CRO D3SPX12 | VIS AUT TC CRO D3SPX12 | TORNILLO A-P T/BOMB CRO D3SPX1 | PZ | 0.8
51537017 |  | VITE A-P T/BOMB CRO D3SPX30 | SCHRAUBE AUT TC CRO D3SPX30 | SCREW AUT TC CRO D3SPX30 | VIS AUT TC CRO D3SPX30 | TORNILLOAUT TC CRO D3SPX30 | PZ | 1
51537018 |  | VITE A-P T/BOMB CRO D4SPX12 | A-P T/BOMB CRO D4SPX12 SCHRAUB | A-P T/BOMB CRO D4SPX12 SCREW | VIS A-P T/BOMB CRO D4SPX12 | TORNILLO A-P T/BOMB CRO D4SPX1 | PZ | 1
51537024 |  | VITE A-P T/BOMB CRO D3SPX25 | SCHRAUBE AUT TC CRO PL D3SPX25 | SCREW AUT TC CRO PLAS D3SPX25 | VIS AUT TC CRO PLAS D3SPX25 | TORNILLO A-P T/BOM CRO D3SPX25 | PZ | 1
51537025 |  | VITE A-P T/BOMB CRO D4PX16 | BLECHSCHRAUBE TC CRO D4X16 ZIN | AUT. TC CRO SCREW D4X16 ZINC | VIS AUT. TC CRO D4X16 ZINC | TORNILLO TC CRO D4X16 ZINC | PZ | 1
51537030 |  | VITE P-T T/BOMB CRO D3,5SPX8 | LINSEN.SCHR. P-T CRO D3,5SPX8 | CRO D3,5SPX8 T/ROUND P-T SCREW | VIS P-T T/BOMB CRO D3,5SPX8 | TORN. P-T T/BOMB CRO D3,5SPX8 | PZ | 1
51547101 |  | VITE A-P TPS CRO D2.5SPX08 | KREUZSCHRAUBE AUT TPS PLAS D2 | SCREW AUT TPS CRO PLAS D2,5X8 | VIS AUT TPS CRO PLAS D2,5X8 | TORNILLO A-P TPS PHI D2.5SPX08 | PZ | 1
51547105 |  | VITE PLAST SENZA TESTA 8X16 | SCHR. PLAST. OHNE KOPF 8X16 | PLASTIC SCREW (8X16) | VIS PLAST SANS TÊTE 8X16 | TORNILLO PLÁST SIN CABEZA 8X16 | PZ | 1.1
51737001 | #5 | VITE TAPTITE TC CROSS D5X8 | SCHRAUBE TAPTITE TC CROSS | SCREW TAPTITE TC CROSS | VIS TAPTITE TC CROSS | TORNIL. TAPTITE TC CROSS D5X8 | PZ | 0.8
51737003 | #5 | VITE TAPTITE TC CROSS D4X12 | SCHRAUBE TAPTITE TC CROSS | SCREW TAPTITE TC CROSS | VIS TAPTITE TC CROSS | TORNILLO TAPTITE TC CROSS | PZ | 0.8
51737006 |  | VITE TAPTITE TC CROSS D6X12 | SCHRAUBE TC CROSS D6X12 | SCREW TC CROSS D6X12 | VIS TC CROSS D6X12 | TORNILLO TC CROSS D6X12 | PZ | 1
51737007 |  | VITE TAPTITE TC CROSS D4X8 | TAPTITE TC CROSS D4X8 SCHRAUBE | TAPTITE TC CROSS D4X8 SCREW | VIS TAPT. TC CROSS D4X8 | TORNILLO TAPT. TC CROSS D4X8 | PZ | 1
51746004 |  | VITE AUTOMAS TPS M5X12 | SCHRAUBE TPS M5X12 | SELFTAP SCREW TPS M5X12 | VIS TPS M5X12 | TORNILLO TPS M5X12 | PZ | 1
52210001 |  | DADO M2 MEDIO 6S | M2 MEDIUM MUTTER 6S | M2 MEDIUM NUT 6S | M2 MOYEN ECROU 6S | TUERCA M2 MEDIA 6S | PZ | 1
52210003 |  | DADO M3 ALTO 6S | MUTTER M3 6S | M3 HIGH NUT 6S | ECROU M3 HAUT. 6S | TUERCA M3 ALTA 6S | PZ | 1
52210006 |  | DADO M6 ALTO 6S | MUTTER M6 HOCH 6S | NUT M6 6S UP | ECROU M6 6S SUPERIEUR | TUERCA M6 ALTO 6S | PZ | 1
52210008 |  | DADO M10 ALTO 6S | MUTTER M10 HOCH 6S | M10 HIGHT 6S NUT | ECROU M10 HAUT 6S | TUERCA M10 ALTO 6S | PZ | 1
52210014 | #5 | DADO M8 ALTO 6S ZINC AUTOBLOCC | VERZ.H.SELBSTSIC.MUTTER M8 6S | SELF LOCK.HIGH ZINC NUT M8 6S | ECROU M8 HAUT 6S ZINC AUTOB. | TUERCA AUTOB M8 ALTA 6S ZINC | PZ | 0.8
52210015 |  | DADO M4 MED 5S ZINC AUTOB | MUTTER M4 MED 5S VERZ. SELBSTS | NUT M4 MED 5S GALV SELF-LOCK | ECROU M4 MOYEN 5S ZING.BL.AUT. | TUERCA M4 MÉD 5S CINC AUTOB | PZ | 1
52210028 |  | DADO M3 MEDIO A2 | MUTTER M3 MITTEL 0.8D A2 | REGULAR NUT M3 0.8D A3 | ÉCROU M3 MOYEN 0.8D A2 | TUERCA M3 MEDIA 0.8D A2 | PZ | 1
52210034 |  | DADO M8 PROLUNGAMENTO | MUTTER M8 VELÄNGERUNG | EXTENSION NUT M8 | ÉCROU M8 RALLONGE | TUERCA M8 EXTENSION | PZ | 1.2
52210036 |  | DADO M3 AUTOB | NUT M3 SELBSNEHMUNG | SELF-LOCK M3 NUT | ECROU M3 AUTOB | TUERCA M3 AUTOB | PZ | 1
52220002 |  | DADO M3 MEDIO 6S | MUTTER M3 MEDIUM 6S | NUT M3 MEDIUM 6S | ECROU M3 MOYEN 6S | TUERCA M3 MEDIUM 6S | PZ | 1
52220005 | #5 | DADO M4 MEDIO 6S | MUTTER M4 6S | M4 6S NUT MEDIUM SIZE | ECROU M4 MOYEN 6S | DADO M4 MEDIO 6 S | PZ | 0.8
52220008 |  | DADO M6 MEDIO 6S | MUTTER M6 MITTE 6S | NUT M6 MEDIUM 6S | ECROU M6 MOYEN 6S | TUERCA M6 MEDIUM 6S | PZ | 1
52220009 |  | DADO M8 MEDIO 6S | MUTTER M8 6S | M8 6S NUT MEDIUM SIZE | ECROU M8 MOYEN 6S | TUERCA M8 MEDIA 6S | PZ | 1
52220011 |  | DADO M12 MEDIO 6S | MUTTER M12 MITTEL 6S | M12 6S NUT MEDIUM SIZE | ECROU M12 MOYEN 6S | TUERCA M12 MEDIA 6S | PZ | 1
52220014 |  | DADO M16 ALTO 6S AUTOBL | MUTTER M16 ALTO 6S AUTOBL | NUT M16 ALTO 6S AUTOBL | ECROU M16 ALTO 6S AUTOBL | TUERCA M16 ALTO 6S AUTOBL | PZ | 1
52220024 |  | DADO M16 MEDIO 8G BRUN | MUTTER M16 MITTELH. 8G BRÜN. | 8G BRUN MEDIUM M16 NUT | ECROU M16 MOYEN 8G BRUN | TUERCA M16 MEDIO 8G BRUN | PZ | 1
52220028 |  | DADO M10 ALTO 5S AUTOBL | MUTTER M10 5S | AUTOLOCK. NUT M10 5S | ECROU AUTOBLOQ. M10 5S | AUTOLOCK. TUERCA M10 5S | PZ | 1
52220029 |  | DADO M12 ALTO 5S AUTOBL | HOHE.SELBSTSIC.MUTTER M12 5S | AUTOLOCK.HIGH NUT M12 5S | ECROU INDESSERABL M12 HAUT 5S | TUERCA M12 ALTA 5S AUTOBL | PZ | 1
52220033 |  | DADO M8 BASSO AUTOBL | MUTTER M8 BASSO AUTOBL | NUT M8 BASSO AUTOBL | ECROU M8 BASSO AUTOBL | TUERCA M8 BASSO AUTOBL | PZ | 1
52220036 |  | DADO M6 ALTO 5S AUTOBL | SELBSTS. MUTTER M6 HOCH 5S | SELFBLOCK.NUT M6 5S HIGHT | ÉCROU M6 HAUT 5S AUTOBL | DADO M6 ALTA 5S AUTOBL | PZ | 1
52220038 |  | DADO M5 ALTO AUTOBL INOX | SELBSTS. MUTTER M5 HOCH INOX | INOX SELF-LOCK HIGH M5 NUT | ECROU M5 HAUT AUTOBL. INOX | TUERCA M5 ALTO AUTOBL. INOX | PZ | 1
52220040 |  | DADO M5 MEDIO INOX | MUTTER M5 | NUT M5 | ECROU M5 | TUERCA M5 | PZ | 1
52220045 |  | DADO M12 FLANGIATO | MUTTER M12 GEFLANSCHT | FLANGED M12 NUT | ÉCROU M12 BRIDÉ | TUERCA M12 CON BRIDA | PZ | 1
52220049 |  | DADO M8 ZB FLANGIATO/ZIGR. | MUTTER M8 ZB GEFLAN./GERILLT | M8 ZB FLANGED/RIDGED NUT | ÉCROU M8 ZB BRIDÉ/CRÉN. | TUERCA M8 ZB CON BRIDA/FRES. | PZ | 1
52230010 |  | DADO M5 BASSO 5S AUTOBL | SELBSTS. MUTTER M5 FLACH 5S | SELF-LOCK 5S LOW M5 NUT | ECROU M5 BAISSE 5S AUTOBL | TUERCA M5 BAJA 5S AUTOBL | PZ | 1
52900004 |  | GHIERA D 17X1 AUTOBL | ZWINGE D 17X1 AUTOBL | FERRULE D 17X1 AUTOBL | VIROLE D 17X1 AUTOBL. | VIROLA D 17X1 AUTOBL. | PZ | 3
52900010 |  | GHIERA D 12X1 AUTOBL | ZWINGE D 12X1 AUTOBL | FERRULE D 12X1 AUTOBL | VIROLE D 12X1 AUTOBL. | VITOLA D 12X1 AUTOBL. | PZ | 2.3
52900017 |  | GHIERA D 25X1.5 AUTOBLOCC. | MUTTER 25X1.5 | AUTOBLOCKING NUT 25X1.5 | BAGUE AUTOBLOQU. 25X1.5 | AUTOBLOCKING TUERCA 25X1.5 | PZ | 3.1
52900020 | #5 | DADO M4 IN GABBIA | KÄFIGMUTTER M4 | CAGED NUT M4 | ECROU EN CAGE M4 | TUERCA M4 EN JAULA | PZ | 0.8
52900023 |  | GHIERA D 20X1 AUTOBL | MUTTER D 20X1 AUTOBL | SELF-BLOCKING D 20X1 RING | EMBOUT D 20X1 AUTOBL | VIROLA D 20X1 AUTOBL | PZ | 2.4
52900024 |  | GHIERA D 35X1.5 AUTOBLOCC. | MUTTER | NUT | BAGUE | TUERCA | PZ | 5.3
52900037 |  | DADO FISSAGGIO PER PRESSACAVO | MUTTER BEFEST. F. KABELVERS. | CABLE HOLDER FIXING NUT | ÉCROU FIXATION X PRESSE-CÂBLE | TUERCA FIJ. PARA PRENSAESTOPAS | PZ | 1
52900050 |  | GHIERA FILETTATA M25X1.5 | GEWINDNUTMUTTER M25X1.5 | M25X1.5 FILLET RING NUT | ECROU A FILET M25X1.5 | VIROLA ROSCADA M25X1,5 | PZ | 1.6
52900051 |  | GHIERA 1/8'' GAS S=4.5 | NUTMUTTER 1/8 GAS S=4.5'' | RING NUT 1/8 GAS S=4.5'' | BAGUE 1/8 GAZ ÉP.=4.5'' | VIROLA 1/8 GAS S=4.5'' | PZ | 1
52900055 |  | DADO M4 IN GABBIA PG CI4.8/C70 | KÄFIGMUTTER M4 INOX | S.S. CAGE NUT M4 | ÉCROU M4 CAGE INOX | TUERCA M4 JAULA INOX | PZ | 1
52900059 |  | GHIERA X DECALCIFICATORE | NUTMUTTER FÜR ENTKALKER | DESCALER RING | EMBOUT POUR ADOUCISSEUR | VIROLA PARA DESCALCIFICADOR | PZ | 4.1
52900065 |  | DADO 1/2'' SONDA CONDUC. | MUTTER 1/2'' LEITERSONDE | 1/2'' CONDUC. PROBE NUT | VIS 1/2'' SONDE COND. | TORN 1/2'' SONDA COND. | PZ | 17.5
52900066 |  | DADO E 5MA INOX H.5 | MUTTER E 5MA INOX H.5 | NUT AND 5MA INOX H.5 | VIS E 5MA INOX H.5 | TORNILLO E 5MA INOX H.5 | PZ | 1.6
52900067 |  | DADO FISSAGGIO IRRORAT.SUP. | MUTTER BEFESTIGUNG SPRÜH. OBEN | UPPER SPRYER NUT | ÉCROU FIXATION PULVÉRISAT.SUP. | TUERCA FIJACIÓN IRRIGADOR SUP. | PZ | 30.5
52900069 |  | DADO M5 AUTOBLOC.DIN985 | MUTTER M5 SELBSTS.DIN985 | M5 AUTOBLOC.DIN985 NUT | VIS M5 AUTOBL. DIN985 | TORN. M5 AUTOBL. DIN985 | PZ | 1.4
52900072 |  | GHIERA INGR.DETERG. M38X1.5 | NUTM. ZAHNR. REIN.M. M38X1.5 | M38X1.5 DETERGENT ENTRY RING | EMBOUT PORTE DETERG.M38X1,5 | VIROLA PUERTA DETER.M38X1,5 | PZ | 6.2
52900073 |  | GHIERA NYL.M20 | NUTMUTTER NYL. M20 | M20 NYLON RING | EMBOUT NYL.M20 | VIROLA NYL.M20 | PZ | 2.7
52900079 |  | GHIERA FISS.DECALCIFICAT. | ENTKALKER BEFESTIGUNGSMUTTER | SOFTNER FIXING RING | VIROLE FIXAT.ADOUCISSEUR | ANILLO FIJACION DECALCIFIC. | PZ | 18.5
52900080 |  | GHIERA TAPPO VASCA | TANKDECKELRING | BATH CAP RING | VIROLE BOUCHON BASSIN | ANILLO TAPA TINA | PZ | 50
52900083 |  | DADO INX IRRT 3019 | EDELSTAHLMUTTER IRRT 3019 | INX IRRT 3019 NUT | ECROU INX IRRT 3019 | TUERCA INX IRRT 3019 | PZ | 5.3
52900084 |  | GHIERA FISS. IMBUTO | NUTMUTTER TRICHTERBEFEST. | FUNNEL FIXING RING | EMBOUT FIX. ENTONNOIR | ANILLO FIJO EMBUDO | PZ | 4.8
52900085 |  | GHIERA SUPPORTO MANIPOLI | NUTMUTTER HANDSTÜCKEHALTER | HANDPIECE SUPPORT RING | EMBOUT SUPPORT PIÈCES À MAIN | ANILLO SOP. PIEZAS DE MANO | PZ | 4.4
52900086 | #5 | DADO M5 IN GABBIA | MUTTER M5 IM KLEMMKÄFIG | CAGED M5 NUT | ECROU M5 | TURCA M5 | PZ | 0.8
53104003 |  | ROND D 3.2X7 S 0.5 R40 | BEILEGSCHEIBE D3.2X7 S 0.5 R40 | WASHER D 3.2X7 S 0.5 R40 | RONDELLE D 3.2X7 S 0.5 R40 | ARAND D 3.2X7 S0.5 R40 | PZ | 1
53104006 |  | ROND D 4.3X12 S 1 R40 | SCHEIBE D 4.3X12 S 1 R40 | WASHER D 4.3X12 S 1 R40 | RONDELLE D 4.3X12 S 1 R40 | ARANDELA D 4.3X12 S 1 R40 | PZ | 1
53104007 |  | ROND D 4.3X16 S 1.5 R40 | SCHEIBE D 4.3X16 S 1.5 R40 | WASHER D 4.3X16 S 1.5 R40 | RONDELLE D 4.3X16 S 1.5 R40 | ARANDELA D 4.3X16 S 1.5 R40 | PZ | 1
53104009 |  | ROND D 5.3X11 S 1 R40 | SCHEIBE D 5.3X11 S 1 R40 | WASHER D 5.3X11 S 1 R40 | RONDELLE D 5.3X11 S 1 R40 | ARAND D 5.3X11 S 1 R40 | PZ | 1
53104010 | #5 | ROND D 6.4X12.5 S 1.6 R40 | UNTERL. D 6.4X12.5 S 1.6 R40 | WASHER D 6.4X12.5 S 1.6 R40 | RONDELLE D 6.4X12.5 S 1.6 R40 | ARAND D 6.4X12.5 S 1.6 R40 | PZ | 0.8
53104015 | #5 | ROND D8.4X16 S1.6 R40 | BEILEGSCHEIBE 8.4X17 S 1.6 | WASHER 8.4X17 S 1.6 R40 | RONDELLE 8.4X17 S 1.6 R40 | ARAND. D8,4X16 S1,6 R40 | PZ | 0.8
53104016 | #5 | ROND D 10.5X21 S 2 R40 | SCHEIBE 10.5X21 S 2 R 40 | WASHER 10.5X21 S 2 R40 | RONDELLE 10.5X21 S 2 R 40 | ARAND D 10.5X21 S 2 R40 | PZ | 0.8
53104028 |  | ROND D 8.25X24 S 2 R40 | BEILEGSCHEIBE D 8.25X24 S 2 R4 | WASHER D 8.25X24 S 2 R40 | RONDELLE D 8.25X24 S 2 R40 | ARANDELA D 8.25X24 S 2 R40 | PZ | 1
53104031 |  | ROND D 6.25X24 S 2 R40 | SCHAUBE D 6.25X24 S 2 R40 | WASHER D 6.25X24 S 2 R40 | RONDELLE D 6.25X24 S 2 R40 | ARANDELA D 6.25X24 S 2 R40 | PZ | 1
53104035 |  | ROND D 6X18 S 1.5 FE37 | SCHEIBE D 6X18 S 1.5 FE37 | WASHER D 6X18 S 1.5 FE37 | RONDELLE D 6X18 S 1.5 FE37 | ARAND D 6X18 S 1,5 FE37 | PZ | 1
53104039 | #5 | ROND D 13X24 S 2.5 R40 | BEILEGSCHEIBE D13X24 S 2.5 R40 | WASHER D 13X24 S 2.5 R40 | RONDELLE D 13X24 S 2.5 R40 | ARAND. D 13X24 S 2.5 R40 | PZ | 0.8
53104050 |  | ROND D 5.3X10 S 1 INOX | SCHEIBE D 5.3X10 S 1 INOX | WASHER D 5.3X10 S 1 INOX | ROND D 5,3X10 ÉP 1 INOX | ARANDELA D 5.3X10 S 1 INOX | PZ | 1
53104080 |  | ROND D 10.5X16 S 0.5 | BEILEGSCHEIBE10.5X16 S 0.5 | WASHER 10.5X16 S 0.5 | RONDELLE 10.5X16 S 0.5 | ARAND. D 10.5X16 S 0.5 | PZ | 1
53104081 | #5 | ROND D 4.3X9 S 0.8 INOX | SCHEIBE D 4.3X9 S 0.8 INOX | WASHER D 4.3X9 S 0.8 INOX | RONDELLE D 4.3X9 S 0.8 INOX | ARANDELA D 4.3X9 S 0.8 INOX | PZ | 0.8
53104082 |  | ROND D 5.3X15 S 1.4 INOX | SCHEIBE D 5.3X15 S 1.4 INOX | WASHER D 5.3X15 S 1.4 INOX | RONDELLE D 5.3X15 S 1.4 INOX | ARANDELA D 5.3X15 S 1.4 INOX | PZ | 1
53104084 |  | ROND D 35X45 S 0.5 | SCHEIBE D=35X45 S=0.5 | WASHER D=35X45 S=0.5 | RONDELLE D=35X45 S=0.5 | ARANDELA D=35X45 S=0.5 | PZ | 1
53104086 |  | ROND D 10.5X40 S 2.5 ZINC | SCHEIBE D 10.5X40 S 2.5 VERZIN | WASHER D 10.5X40 S 2.5 ZINC | ROND D 10.5X40 S 2.5 ZINGUE | ARANDELA D 10.5X40 S 2.5 ZINC | PZ | 1
53104087 |  | RALLA D 20X28 S 2 TIPO SS | SCHEIBE D 20X28 S 2 TYP SS | FIFTH WHEEL D 20X28 S 2 SS TYP | COURONNE D'ORIENTAT. D 20X28 S | CORONA D 20X28 S 2 TIPO SS | PZ | 1
53104088 |  | ROND D 17X24 S 0.5 DIN988 | SCHEIBE D 17X24 S 0.5 DIN988 | WASHER D 17X24 S 0.5 DIN988 | ROND D 17X24 ÉP 0,5 DIN988 | ARANDELA D 17X24 S 0.5 DIN988 | PZ | 1
53104089 |  | ROND D 20X28 S 1 | SCHEIBE 20X28 S1 | WASHER D20X28 S1 | RONDELLE D20X28 S1 | ARANDELA D 20X28 S1 | PZ | 1
53104093 |  | ROND D 10X24 S 4 ZINC | SCHEIBE D 10X24 S 4 ZINC | WASHER D 10X24 S 4 ZINC | ROND D 10X24 ÉP 4 ZING | ARAND D 10X24 S 4 CINC | PZ | 1
53104101 |  | ROND D 14X28 A2 | SCHEIBE D 14X28 A2 | WASHER D 14X28 A2 | RONDELLE D 14X28 A2 | ARANDELA D 14X28 A2 | PZ | 1
53104104 |  | ROND D 4.3X12 Fe Zinc/B | UNTERLEGS. D 4.3X12 FE VERZ/B | WASHER ISO 7093 (DIN 9021) D 4 | ROND ISO 7093 (DIN 9021) D 4 | ARAND D 4.3X12 FE CINC/B | PZ | 1
53104107 |  | ROND D 6.6X18 S=2 ZINC | SCHEIBE D 6.6X18 | WASHER D 6.6X18 | RONDELLE D 6.6X18 | ARAND D 6.6X18 | PZ | 1
53104108 |  | ROND D 8X14X0.5 | SCHEIBE D 8X14X0.5 | 8X14X0.5 D WASHER | RONDELLE D 8X14X0.5 | ARANDELA D 8X14X0.5 | PZ | 1
53104110 |  | ROND D 12X18X0.2 | SCHEIBE D 12X18X0.2 | WASHER D 12X18X0.2 | RONDELLE D 12X18X0.2 | ARANDELA D 12X18X0.2 | PZ | 1
53104111 |  | ROND X SPESS D12X18 SP0,3 | SCHEIBE D 12X18X0.5 | WASHER D 12X18X0.5 | RONDELLE D 12X18X0.5 | ARANDELA D 12X18X0.5 | PZ | 1
53104117 |  | ROND D 18X10X2 | SCHEIBE D 18X10X1.5 | WASHER D.18X10X1.5 | RONDELLE D 18X10X1.5 | ARANDELA D 18X10X1.5 | PZ | 1
53104118 |  | ROND D 21X13X1.5/2 | SCHEIBE D 21X13X1.5/2 | WASHER D 21X13X1.5/2 | RONDELLE D 21X13X1.5/2 | ARANDELA D 21X13X1.5/2 | PZ | 1
53104120 |  | ROND D 18X10X1 | SCHEIBE D 18X10X1 | WASHER D 18X10X1 | RONDELLE D 18X10X1 | ARANDELA D 18X10X1 | PZ | 1
53104134 |  | ROND D 5X10 S 0.5 | UNTERLEGS. D 5X10 S 0,5 | D 5X10 S 0.5 WASHER | ROND D 5X10 ÉP 0,5 | ARAND. D 5X10 S 0.5 | PZ | 1
53104137 |  | RONDELLE D'APPOGGIO TIPO SS | UNTERSTÜTZUNG WASCHMASCHINEN T | SUPPORT WASHERS TYPE SS | APPUI RONDELLES TYPE SS | ARANDELAS DE APOYO TIPO SS | PZ | 1
53104138 |  | ROND D 20X28 S 0,5 | UNTERLEGS. D 20X28 S 0,5 | WASHER D 20X28 S 0,5 | ROND D 20X28 ÉP 0,5 | ARAND D 20X28 S 0,5 | PZ | 1
53104139 |  | ROND D4,3X8 S0,8 INOX A2 | SCHEIBE D4,3X8 S0,8 INOX A2 | WASHER D4,3X8 S0,8 INOX A2 | RONDELLE D4,3X8 S0,8 INOX A2 | JUNTA D4,3X8 S0,8 INOX | PZ | 1
53107004 |  | ROND D=4,3X9 S=0,8 NYLON | UNTERLEGS. D=4,3X9 S=0,8 NYLON | WASHER D=4,3X9 S=0,8 NYLON | RONDELLE D=4,3X9 S=0,8 NYLON | ARAND. D=4,3X9 S=0,8 NYLON | PZ | 1
53107011 |  | ROND D 12.2X24 S 1 | SCHEIBE 12.2X24 S 1 | WASHER 12.2X24 S 1 | RONDELLE 12.2X24 S 1 | ARANDELA 12.2X24 S 1 | PZ | 1
53107012 |  | ROND D 13X20 S=2 | BEILEGSCHEIBE D 13X20 S=2 | WASHER D 13X20 S=2 | ROND D 13X20 EP=2 | ARANDELA D 13X20 S=2 | PZ | 1.7
53107016 |  | ROND D 4,3X18 S 2 | SCHEIBE D 4,3X18 S 2 | WASHER D 4,3X18 S 2 | RONDELLE D 4,3X18 S 2 | ARANDELA D 4,3X18 S 2 | PZ | 1
53107025 |  | ROND D 6.4X11 S=1.5 | SCHEIBE D 6.4X11 S=1.5 | WASHER D 6.4X11 S=1.5 | ROND D 6,4X11 ÉP=1,5 | ARANDELA D 6.4X11 S=1.5 | PZ | 1
53107027 |  | ROSETTA DI 26.1 DE 36.8 SP 2 | SPEZIELLE WASCHMASCHINE ROSETT | SPECIAL WASHER ROSETTE DESIGN | ROSETTE RONDELLE SPÉCIALE DESI | ARANDELA ESPECIAL ROSETA DISEÑ | PZ | 1
53107033 |  | ROND D 30X20 S 1 | SCHEIBE D 30X20 S1 | WASHER D 30X20 S 1 | JOINT D 30X20 S 1 | ARANDELA D 30X20 S 1 | PZ | 1.3
53107034 |  | ROND D 17X10,5 S 4 PA6.6 NERO | UNTERL. D17X10,5 S 4 PA6.6 S. | D 17X10,5 S 4 PA6.6 BLACK WASH | JOINT 17X10,5 S4 PA6.6 NOIR | ARAND. 17X10,5 S4 PA6.6 NEGRA | PZ | 1
53107035 |  | ROND D 4.3X9 S=0.8 | SCHEIBE D 4.3X9 S=0.8 | WASHER D 4.3X9 S=0.8 | ROND. D 4.3X9 S=0.8 | ARAN. D 4.3X9 S=0.8 | PZ | 1
53113001 |  | ROND ELAS GROWER X M3 | BEILEGSCHEIBE ELAS GROWER X M3 | ELAS GROWER WASHER X M3 | RONDELLE ELAS GROWER X M3 | ARANDELA ELAS GROWE X M3 | PZ | 1
53113002 | #5 | ROND ELAS GROWER X M4 | BEILEGSCHEIBE ELAS GROWER X M4 | WASHER ELAS GROWER X M4 | RONDELLE ELAS GROWER X M4 | ARANDELA ELAS GROWER X M4 | PZ | 0.8
53113003 |  | ROND ELAS GROWER X M5 | BEILEGSCHEIBE ELAS GROWER X M5 | ELAS GROWER WASHER X M5 | RONDELLE ELAS GROWER X M5 | ARAND ELÁS. GROWER X M5 | PZ | 1
53113004 |  | ROND ELAS GROWER X M6 | M6 GROWER ELAST.SCHEIBE | M6 GROWER ELAST.WASHER | RONDELLE ELAST.GROWER X M6 | ARAND ELÁS. GROWER X M6 | PZ | 1
53113008 |  | ROND ELAS GROWER X M12 | SCHEIBE ELAS GROWER X M12 | ELAS.WASHER GROWER X M12 | ROND ÉLAS GROWER POUR M12 | ARANDELA ELAS GROWER X M12 | PZ | 1
53113011 |  | ROND ELAS GROWER X M16 | SCHAUBE GROWER X M16 | WASHER GROWER X M16 | RONDELLE GROWER X M16 | ARANDELA GROWER X M16 | PZ | 1
53113013 |  | ROND ELAS GROWER X M8 | FEDERSCHEIBE GROWER X M8 | GROWER WASHER X M8 | ROND. ÉLAST. GROWER X M8 | ARAND ELAS GROWER X M8 | PZ | 1
53113014 |  | ROND ELAS GROWER X M10 | FEDERRING GROWER X M10 | ELAS. WASH GROWER X M10 | ROND. ELAST. GROWER X M10 | ARANDELA ELAS GROWER X M10 | PZ | 1
53113021 |  | ROND ELAS GROWER X M4 INOX | FEDERSCHEIBE GROWER X M4 IN | LOCK WASHER GROWER X M4 INO | RONDELLE ELAST GROWER X M4 | ARANDELA ELAS GROWER X M4 I | PZ | 1
53113022 |  | ROND ELAS GROWER X M8 | BEILEGSCHEIBE ELAS GROWER X M8 | ELAS GROWER WASHER FOR M8 | RONDELLE ELAS GROWER POUR M8 | ARANDELA ELAS GROWER M8 | PZ | 1
53113026 |  | ROSETTA ELASTIC D=8 DIN137B | ELASTISCHE SCHEIBE D = 8 DIN13 | ELASTIC WASHER D = 8 DIN137B | RONDELLE ÉLASTIQUE D = 8 DIN13 | ARANDELA ELÁSTICA D = 8 DIN137 | PZ | 1
53113027 |  | RONDELLA D EST.34 / D INT.22.5 | UNTERLEGS. A.D. 34/I.D. 22.5 | D EXT.34 / D INT.22.5 WASHER | RONDELLE D EST.34/D INT.22.5 | ARANDELA D EST.34/D INT.22.5 | PZ | 7.5
53113028 |  | RONDELLA GROWER 4MA INOX | GROWER-SCHEIBE 4MA INOX | 4MA INOX GROWER WASHER | RONDELLE GROWER 4MA INOX | ARANDELA GROWER 4MA INOX | PZ | 1.4
53113029 |  | RONDELLA GROWER 5MA INOX | GROWER-SCHEIBE 5MA INOX | 5MA INOX GROWER WASHER | RONDELLE GROWER 5MA INOX | ARANDELA GROWER 5MA INOX | PZ | 1
53113030 |  | RONDELLA PIANA 4MA INOX | FLACHE UNTERLEGS. 4MA INOX | 5MA INOX FLAT WASHER | RONDELLE PIANA 4MA INOX | ARANDELA PIANA 4MA INOX | PZ | 1.4
53113031 |  | RONDELLA RID.PRESSIONE D18 | UNTERLEGSCHEIBE DRUCKRED. D18 | D18 PRESSURE RED. WASHER | RONDELLE RÉD.PRESSION D18 | ARANDELA RED.PRESIÓN D18 | PZ | 2.2
53113033 |  | RONDELLA TEFLON MANIFOLD | TEFLON-UNTERL. MANIFOLD | MANIFOLD TEFLON WASHER | RONDELLE TÉFLON MANIFOLD | ARANDELA TEFLON MANIFOLD | PZ | 2.1
53122003 |  | ROND COMPENS D 17,5X24 S 0,3 | AUSGLEICHSS. D 17,5X24 S 0,3 | WASHERCOMPENS D 17,5X24 S 0,3 | ROND COMPENS D 17,5X24 ÉP 0,3 | ARAND COMPENS D 17,5X24 S 0,3 | PZ | 1
53122011 |  | ROND COMPENS D 37X45 S 0,5 | AUSGLEICHSSCHEIBE D 37X45 S 0 | ADJ. WASHER D 37X45 S 0,5 | ROND COMP. D 37X45 EP 0,5 | ADJ. ARANDELA D 37X45 S 0,5 | PZ | 1
53122012 |  | ROND COMPENS D 21X28 S 0,3 | COMPENS SHEIBE D 21X28 S0,3 | COMPENS. WASHER D 21X28 S0,3 | RONDELLE COMPENS D 21X28 S0,3 | ARANDELA COMPENS D 21X28 S0,3 | PZ | 1
53122013 |  | ROND COMPENS D 15,8X10,5 S1,35 | D 15,8X10,5 S1,35 SCHEIBE | COMP D WASHER 15,8X10,5 S1,35 | JOINT D15,8X10,5 S1,35 | ARANDELA COMP.D15,8X10,5 S1,35 | PZ | 1
53122014 |  | ROND COMPENS D 31,7X26,5 H2,4 | AUSGLEICHSS. D 31,7X26,5 H2,4 | WASHERCOMPENS D 31,7X26,5 H2,4 | ROND COMPENS D 31,7X26,5 H2,4 | ARAND COMPENS D 31,7X26,5 H2,4 | PZ | 1
53122015 |  | ROND COMPENS D 36,4X30 S 0,4 | SCHEIBE COMPENS D 36,4X30 S 0 | COMP WASHER D 36,4X30 S 0,4 | ROND. COMPENS D 36,4X30 S 0,4 | ARANDELA COMPENS D 36,4X30 S | PZ | 1
53122018 |  | ROND COMPENS D 12X17 S 1,5 | SCHEIBE D 12X17 S 1,5 | COMPENS WASHER D 12X17 S 1,5 | ROND. COMPENS. D12X17 S1,5 | ARAND. COMPEN. D12X17 S1,5 | PZ | 1
53135001 |  | ROND DENTELLATA EST X M4 ZINC | ZAHNSCHEIBE AUSSENGEZAHNT X M4 | SPRING WASHER X M4 | RONDELLE A DENTS EST X M4 | ARAND. DENTADA EST X M4 | PZ | 1
53135002 |  | ROND DENTELLATA EST X M5 | SCHEIBE EST X M5 | INDENTED WASHER EST X M5 | ROND DENT. EXT. X M5 | INDENTED ARANDELA EST X M5 | PZ | 1
53135003 |  | ROND DENTELLATA EST X M6 | ZAHNSCHEIBE AUSSENGEZAHNT X M6 | SPRING WASHER EST X M6 | RONDELLE A DENTS EST X M6 | ARAND. DENTADA EST X M6 | PZ | 1
53135005 |  | ROND DENTELLATA EST X M3 | SCHEIBE DENTELLATA EST X M3 | INDENTED WASHER EST X M3 | ROND DENTELÉE EXT POUR M3 | ARANDELA DENTELLATA EST X M3 | PZ | 1
53135006 |  | ROND DENTELLATA EST X M8 | GEZACKT-RING EST X M8 | NOTCH WASHER EST X M8 | RONDELLE DENTELEE EST X M8 | RONDANA DENTELLADA EST X M8 | PZ | 1
53135015 |  | ROND DENTELLATA EST X M4 INOX | EXT. ZAHNSCH. F. M4 INOX | INDENTED WASHER EST X M4 INOX | ROND DENTELÉE EXT POUR M4 INOX | ARAND DENTADA EXT X M4 A.INOX | PZ | 1
53135016 |  | ROND DENT EST D 5.3X10 INOX | SCHEIBE DENT EST D 5.3X10 INOX | INDENT.WASHER EST D 5.3X10INOX | ROND DENT EXT D 5,3X10 INOX | ARAND DENT EXT D 5.3X10 A.INOX | PZ | 1
53135022 |  | ROND DENTELLATA MM2 | SCHEIBE DENTELLATA MM2 | INDENTED WASHER MM2 | ROND DENTELÉE MM2 | ARANDELA DENTELLATA MM2 | PZ | 1
53135024 |  | ROND. CONVESSA M12 | GEWÖLBTE SCHEIBE M12 | M12 CONVEX WASH. | ROND. CONVEXE M12 | ARAND. CONVEXA M12 | PZ | 4.7
53135025 |  | ROND. CONCAVA M12 | SCHEIBE HOHL M12 | CONCAVE WASHER M12 | RONDELLE CONCAVE M12 | ARANDELA CONCAVA M12 | PZ | 3
53135028 |  | ROND DENT EST D 4 Z.D.BIANCA | ZAHNSCHEIBE AUSS. D 4 Z.D.WEIS | INDENT.WASHER EST D 4 Z.D.WHIT | RONDELLE DENTELÉE EXT D 4 G.D. | ARAND. DENT. EXT. D 4 C.D. BLA | PZ | 1
53136001 |  | ROND ZIGRINATA D 4.3X7 | SCHEIBE ZIGRINATA D 4.3X7 | WASHERZIGRINATA D 4.3X7 | ROND CRÉNELÉE D 4,3X7 | ARANDELA ZIGRINATA D 4.3X7 | PZ | 1
53152001 |  | MOLLA DISCO D 4.2X8 S 0.3 | FEDER | DISC SPRING S4.2X8 S0.3 | RESSORT A DISQUE D 4.2X8 S 0.3 | MUELLE DISCO D 4.2X8 S 0.3 | PZ | 1
53152003 | #5 | MOLLA DISCO D 10.2X20 S 1 | SCHEIBE FEDER 10.2X20 S 1 | DISC SPRING 10.2X20 S 1 | RESSORT DISQUE 10.2X20 S 1 | MUELLE DISCO D 10.2X20 S1 | PZ | 0.8
53152012 |  | MOLLA DISCO D 10,2X28 S 1,5 | FEDERSCHEIBE D=10,2X28 S=1,5 | D=10,2X28 S=1,5 DISK SPRING | RESS À DISQUE D=10,2X28 ÉP=1,5 | MUELLE DISCO D=10,2X28 S=1,5 | PZ | 1
53152017 |  | MOLLA DISC D 5.2X10 S 0.4 | FEDER D 5.2X10 S 0.4 | DISK SPRING D 5.2X10 S 0.4 | RESSORT DISQUE D 5.2X10 EP 0.4 | DISK SPANILLO D 5.2X10 S 0.4 | PZ | 1
53152018 |  | MOLLA DISCO D 12,2X23 S 1,25 | FEDER D 12.2X23 | DISC SPRING D12.2X23 | RESSORT PLATEAU D 12.2X23 | MUELLE PLATILLO D 12.2X23 | PZ | 1
53152019 |  | MOLLA DISC D 8.2X20 S 0.9 | FEDER | SPRING | RESSORT | MUELLE DISC D 8.2X20 S 0.9 | PZ | 1
53152051 |  | MOLLA DISCO D 25X12,2 S 0,7 | SCHEIBE D 25X12,2 S 0,7 FEDER | DISC D SPRING 25X12,2 S 0,7 | RESSORT DISQUE D 25X12,2 S 0,7 | MUELLE DISCO D 25X12,2 S 0,7 | PZ | 1
53612044 |  | INSERTO BOLLHOFF | EINSATZ BÖLLHOFF | BOLLHOF INSERT | INSERT BOLLHOFF | INSERTO BOLLHOFF | PZ | 1
53612045 |  | INSERTO BOLLHOFF | EINSATZ BÖLLHOFF | BOLLHOF INSERT | INSERT BOLLHOFF | INSERTO BOLLHOFF | PZ | 1.3
53616005 |  | PERNO FIL.M6 TESTA SFERICA | GEWINDEBOLZEN M6 MIT KUGELKOPF | BALL HEAD M6 THR. PIN | PIVOT FIL.M6 TÊTE SPHÉRIQUE | PERNO ROS.M6 CABEZA ESFÉRICA | PZ | 2.3
54302002 |  | SPINA TUB ELAS D 4X26 | SCHLAUCHSTECKER D 4X26 | ELASTIC HOSE PLUG D 4X26 | GOUP. TUBE ELAST. D 4X26 | PASADOR TUB. ELÁS. D 4X26 | PZ | 1
54302005 |  | SPINA TUB ELAS D 8X40 | STIFT SCHLAUCH D 8X40 | TUB ELAS PIN D 8X40 | GOUPILLE TUBE ELAST. D 8X40 | PASADOR TUB. ELÁS. D 8X40 | PZ | 1
54302007 |  | SPINA TUB ELAS D 3X16 | STECKER ELAST. ROEHRE D 3X16 | PLUG TUBE ELAS D 3X16 | FICHE TUB ELAS D 3X16 | ENCHUFE TUBO ELAS D 3X16 | PZ | 1
54302012 |  | SPINA TUB ELAS D 4X14 | SPINA TUB ELAS D 4X14 | PLUG TUB ELAS D 4X14 | FICHE TUB ELAS D 4X14 | SPINA TUB ELAS D 4X14 | PZ | 1
54302017 |  | SPINA TUB ELAS D 4X12 | SCHLAUCHSTECKER D 4X12 | ELASTIC HOSE PLUG D 4X12 | GOUP. TUBE ELAST. D 4X12 | PASADOR TUB. ELÁS. D 4X12 | PZ | 1
54302028 |  | SPINA TUB ELAS D 5X30 | ZAPFEN | CONNECTOR | FICHE | PASADOR TUB. ELÁS. D 5X30 | PZ | 1
54302031 |  | SPINA TUB ELAS D 4X10 | ZAPFEN | CONNECTOR | FICHE | PASADOR TUB. ELÁS. D 4X10 | PZ | 1
54302036 |  | SPINA TUB ELAS D 6X12 | ROHRSTECKER D=6X12 | HOSE PIN D=6X12 | GOUPILLE TUB. ÉLAST. D=6X12 | PASADOR TUB. ELÁS. D=6X12 | PZ | 1
54302038 |  | SPINA TUB ELAS D 3X30 | FEDERSTIFT D 3X30 | SPRING PIN D 3X30 | GOUP. TUBUL. ÉLASTIQUE D 3X30 | CLAV TUB ELAS D 3X30 | PZ | 1
54324006 |  | SPINA CIL D 6X14 M6 | ZYLIND.STIFT D 6X14 M6 | CYL PIN D 6X14 M6 | GOUPILLE CYL. D 6X14 M6 | PASADOR CIL. D 6X14 M6 | PZ | 1
54324008 |  | SPINA CIL D 5X20 M6 | ZAPFEN 5X20 M6 | CONNECTOR 5X20 M6 | FICHE 5X20 M6 | PASADOR CIL. D 5X20 M6 | PZ | 1
54324016 |  | SPINA CIL D 6X50 M6 | ZYL. STECKER 6X50 M6 | CYL PIN 6X50 M6 | GOUPILLE CYL 6X50 M6 | PASADOR CIL. D 6X50 M6 | PZ | 1.3
54324017 |  | SPINA CIL D 8X24 H6 | ZYLINDERBUCHSE D 8X24 H6 | CILINDRIC PLUG D 8X24 H6 | PRISE CYLINDRIQUE D 8X24 H6 | ESPINA CILINDRICA D 8X24 H6 | PZ | 2.2
54324023 |  | SPINA CIL D 4X10 M6 | ZYLINDERSTIFT D 4X10 M6 | CIL D 4X10 M6 PLUG | PRISE CIL D 4X10 M6 | CONECTOR CIL D 4X10 M6 | PZ | 1
54324039 |  | SPINA CIL D 3X10 M6 | ZIL. STECKER 3X10 M6 | PLUG CIL D 3X10 M6 | GOUPILLE CYLIN. D 3X10 M6 | ENCHUFE CIL D 3X10 M6 | PZ | 1
54324041 |  | SPINA CIL D 4X20 A M6 | ZAPFEN | CONNECTOR | FICHE | PASADOR CIL. D 4X20 A M6 | PZ | 1
54324044 |  | SPINA CIL D 3X14 A M6 | SPLINT D 3X14 A M6 | PARALLEL PIN D 3X14 A M6 | GOUP. CYL. D 3X14 A M6 | TORNILLO D 3X14 A M6 | PZ | 1
54324045 |  | SPINA CIL D 5X50 A M6 | STECKER CIL 5X50 A M6 | FICHE CIL 5X50 A M6 | GOUPILLE CYL D 5X50 A M6 | PLUG CIL 5X50 A M6 | PZ | 1
54324047 |  | SPINA CIL D 4X30 A M6 | STIFT | CIL D 4X30 A M6 PIN | GOUPILLE CIL D 4X30 A M6 | GANCHO CIL D 4X30 A M6 | PZ | 2.3
54324050 |  | SPINA CIL D=8X50 M6 | ZYLINDRISCH ZAPFEN D=8X50 M6 | PLUG CIL D=8X50 M6 | FICHE CIL D=8X50 M6 | PASADOR CIL. D=8X50 M6 | PZ | 2
54324051 |  | SPINA CIL D 4X22 A M6 | ZYLINDRISCH STIFT D 4X22 A M6 | CYLINDRICAL PIN D 4X22 A M6 | GOUPILLE CYLIND. D 4X22 A M6 | PASADOR CIL. D 4X22 A M6 | PZ | 1
54324053 |  | SPINA CIL D 5X55 H6 | ZYLINDRISCH ZAPFEN 5X55 H6 | CYLINDRICAL PIN 5X55 H6 | GOUPILLE CYLINDRIQUE 5X55 H6 | PASADOR CIL. D 5X55 H6 | PZ | 2.8
54324054 |  | SPINA CIL D 3X6 A M6 | ZYLINDERSTIFT D 3X6 A M6 | CYL. PLUG D 3X6 M6 | GOUPILLE CYLINDR. D 3X6 A M6 | PASADOR CIL. D 3X6 A M6 | PZ | 1
54324056 |  | SPINA CIL D 10X32 A M6 | ZYLIND.STIFT D 10X32 A M6 | PLUG CIL D 10X32 A M6 | FICHE CIL D 10X32 A M6 | PASADOR CIL. D 10X32 A M6 | PZ | 2.4
54324057 |  | SPINA CIL D 8X30 M6 | ZYLINDRISCH ZAPFEN D 8X30 M6 | PLUG CIL D 8X30 M6 | FICHE CIL D 8X30 M6 | ESPINA CIL D 8X30 M6 | PZ | 1.8
54324060 |  | SPINA CIL D 3X12 A M6 | ZYLIND.STIFT D 3X12 A M6 | PLUG CIL D 3X12 A M6 | FICHE CIL D 3X12 A M6 | PASADOR CIL. D 3X12 A M6 | PZ | 1
54324063 |  | SPINA CIL D 8X60 H6 | ZYLINDERBUCHSE D 8X60 H6 | CILINDRIC PLUG D 8X60 H6 | PRISE CYLINDRIQUE D 8X60 H6 | ESPINA CILINDRICA D 8X60 H6 | PZ | 4.4
54324076 |  | SPINA CIL D 4X30 H8 | ZYLINDERSTIFT D 4X30 H8 | PARALL. PIN D 4X30 H8 | GOUPILLE CYLINDRIQUE D 4X30 H8 | CLAV CIL D 4X30 H8 | PZ | 1
54324079 |  | SPINA CIL D 4X14 H8 | ZYLINDERSTIFT D 4X14 H8 | PARALL. PIN D 4X14 H8 | GOUPILLE CYLINDR. D 4X14 H8 | CLAV CIL D 4X14 H8 | PZ | 1
54324080 |  | SPINA CIL D 4X20 H8 | ZYLINDERSTIFT D 4X20 H8 | PARALL. PIN D 4X20 H8 | GOUPILLE CYLIDR. D 4X20 H8 | CLAV CIL D 4X20 H8 | PZ | 1.2
54324086 |  | SPINA CIL D 3X22 M6 | ZYL.STIFT D 3X22 M6 | PARALL. PIN D 3X22 M6 | GOUPILLE CYL. D 3X22 M6 | PASADOR CIL. D 3X22 M6 | PZ | 1
54324090 |  | SPINA CIL D 6X28 M6 | ZYLIND.STIFT D 6X28 M6 | 6X28 M6 D CYL. PLUG | EPINE CIL D 6X28 M6 | ENCHUFE CIL D 6X28 M6 | PZ | 1
54324092 |  | SPINA CIL D 2X16 H8 | ZYL. STECKER D 2X16 H8 | CYL PLUG D 2X16 H8 | GOUPILLE CYL. D 2X16 H8 | ENCHUFE CYL D 2X16 H8 | PZ | 1
54324095 |  | SPINA CIL D 6X40 M6 | STIFT ZYL. D 6X40 M6 | CYL. D 6X40 M6 PLUG | PRISE CIL D 6X40 M6 | ENCHUFE CIL D 6X40 M6 | PZ | 1.5
54324096 |  | SPINA CIL D 3X50 M6 | ZYLIND.STIFT D 3X50 M6 | CYLIN PLUG D 3X50 M6 | EPINE CIL D 3X50 M6 | ENCHUFE CIL D 3X50 M6 | PZ | 1
54601012 |  | COPIGLIA D=2X50 A CP2 | SPLINT D=2X50 A CP2 | D=2X50 A CP2 GEAR MOTOR | GOUPILLE D=2X50 A CP2 | CHAVETA D=2X50 A CP2 | PZ | 1
54601013 |  | COPPIGLIA 3X68 MM | SPLINT 3X68 MM | SPLIT PIN FOR SHAFT | GOUPILLE 3X68 MM | CHAVETA 3X68 MM | PZ | 1
54601015 |  | COPIGLIA INOX 3,2X20 | SPLINT EDELSTAHL 3,2X20 | 3,2X20 INOX SPLIT PIN | GOUPILLE 3,2X20 INOX | CHAVETA ACERO INOXIDABLE 3,2X2 | PZ | 1
54901011 |  | LINGUETTA 3X3X10 | FEDER 3X3X10 | FLAP 3X3X10 | LANGUETTE 3X3X10 | LENGUETA 3X3X10 | PZ | 1
55103001 |  | ANELLO BENZIG RS2.3 | RING BENZIG RS2.3 | RS2.3 BENZIG RING | ANNEAU BENZIG RS2.3 | ANILLO BENZIG RS2.3 | PZ | 1
55103002 | #5 | ANELLO BENZIG RS3.2 | RING BENZIG RS 3.2 | BENZIG RS3.2 RING | BAGUE BENZIG RS3.2 | ANILLO BENZING RS3.2 | PZ | 0.8
55103003 |  | ANELLO BENZIG RS6 | RING BENZIG RS6 | RING BENZIG RS6 | ANNEAU BENZIG RS6 | ANILLO BENZIG RS6 | PZ | 1
55103004 |  | ANELLO BENZIG RS7 | RS7 BENZIG RING | RS7 BENZIG RING | ANNEAU BENZIG RS7 | ANILLO BENZIN RS7 | PZ | 1
55103005 |  | ANELLO BENZIG RS9 | RING BENZIG RS9 | RING BENZIG RS9 | ANNEAU BENZIG RS9 | ANILLO BENZIG RS9 | PZ | 1
55103006 |  | ANELLO BENZIG RS10 | BENZIGRING RS10 | BENZIG RING RS10 | ANNEAU BENZIG RS10 | BENZIG ANILLO RS10 | PZ | 1
55103007 |  | ANELLO BENZIG RS12 | RING BENZIG RS12 | RING BENZIG RS12 | ANNEAU BENZIG RS12 | ANILLO BENZIG RS12 | PZ | 1
55103008 | #5 | ANELLO BENZIG RS15 | BENZIG RING RS15 | RS15 BENZIG RING | BAGUE BENZIG RS15 | ANILLO BENZIG RS15 | PZ | 0.8
55103009 |  | ANELLO BENZIG RS19 | RING BENZIG RS19 | RS19 BENZIG RING | ANNEAU BENZIG RS19 | ANILLO BENZIG RS19 | PZ | 1
55103010 |  | ANELLO BENZIG RS5 | RING BENZIG RS5 | RING BENZIG RS5 | ANNEAU BENZIG RS5 | ANILLO BENZIG RS5 | PZ | 1
55103011 |  | ANELLO BENZIG RS4 | BUECHSE BENZIG RS4 | BENZIG RS4 RING | BAGUE BENZIG RS4 | ANILLO BENIZG RS4 | PZ | 1
55103012 |  | ANELLO BENZIG RS8 | RING BENZIG RS8 | RING BENZIG RS8 | ANNEAU BENZIG RS8 | ANILLO BENZIG RS8 | PZ | 1
55121002 |  | ANELLO SEEGER X ALB D 6 | RING SEEGER X ALB D 6 | SEEGER RING | ANNEAU SEEGER X ALB D 6 | ANILLO SEEGER | PZ | 1
55121003 |  | ANELLO SEEGER X ALB D 8 | SEEGERRING FÜR WELLE D 8 | SNAP RING FOR SHAFT D.8 | ANNEAU SEEGER X ALB D 8 | ANILLO SEEGER X ARB D 8 | PZ | 1
55121005 |  | ANELLO SEEGER X ALB D 14 | SEEGER-RING X ALB D 14 | SEEGER RING FOR D14 | BAGUE SEEGER POUR ARBRE D14 | ANILLO SEEGER PARA ARBOL D14 | PZ | 1
55121011 |  | ANELLO SEEGER X ALB D 15 | SEEGER-RING FÜR WELLE D 15 | RING SEEGER X ALB D 15 | ANNEAU SEEGER X ALB D 15 | ANILLO SEEGER X ALB D 15 | PZ | 1
55121012 |  | ANELLO SEEGER X ALB D 16 | RING SEEGER X ALB D 16 | D 16 SEEGER RING | ANNEAU SEEGER X ALB D 16 | ANILLO SEEGER D16 | PZ | 1
55121015 |  | ANELLO SEEGER X ALB D 25 | SEEGER-RING FÜR WELLE D 25 | RING SEEGER X ALB D 25 | ANNEAU SEEGER X ALB D 25 | ANILLO SEEGER X ALB D 25 | PZ | 1
55121020 |  | ANELLO SEEGER X ALB D 12 | SEEGER RING FUER D12 WELLE | SEEGER RING X SHAFT D 12 | ANNEAU SEEGER X TIGE D12 | ANILLO SEEGER X EJE D 12 | PZ | 1
55121035 |  | ANELLO SEEGER/ALB D 12 | SEEGERRING /WELLE D 12 | SNAP RING/SHAFT D.12 | ANNEAU SEEGER X ALB D 12 | ANILLO SEEGER/ARB D 12 | PZ | 1
55121036 |  | ANELLO SEEGER/ALB D 10 | SEEGERRING /WELLE D 10 | SNAP RING FOR SHAFT D.10 | ANNEAU SEEGER X ALB D 10 | ANILLO SEEGER/ARB D 10 | PZ | 1
55121039 |  | ANELLO/ALB D10 DIN7993A | SEEGERRING D10 DIN7993A/WELLE | RING FOR SHAFT D10 DIN7993A | ANN./RETEN.ARBRE D10 DIN7993A | ANILLO/ARB D10 DIN7993A | PZ | 1
55121046 |  | ANELLO SEEGER X ALB D 24 INOX | SEEGER RING FUER D=24 WELLE | SEEGER RING FOR D=24 SHAFT | ANNEAU SEEGER POUR TIGE D=24 | ANILLO SEEGER PARA ARB D=24 | PZ | 1.6
55132003 |  | ANELLO SEEGER X ALB D 28 | SEEGER-RING FÜR WELLE D 28 | RING SEEGER X ALB D 28 | ANNEAU SEEGER X ALB D 28 | ANILLO SEEGER X ALB D 28 | PZ | 1
55132010 |  | QUICKLOCK/ALBERO 2.5 | QUICK-LOCK/WELLE 2.5 | QUICK LOCK/SHAFT 2.5 | AXE DE VERROUILLAGE RAPIDE 2.5 | EJE DE FIJACIÓN RÁPIDA 2.5 | PZ | 1
56004001 |  | TASS D 7 PLAST VERDE | DÜBEL D 7 KUNSTST. GRÜN | GREEN PLAST D 7 DOW | CHEV D 7 PLAST VERTE | TACO D 7 PLÁST VERDE | PZ | 1
56004017 |  | TASS D 8 PLAST | D 8 PLASTIK DÜBEL | PLASTIC DOWEL D 8 | GOUJON D 8 PLASTIQUE | TACO PLASTICO D 8 | PZ | 1
56004022 |  | TASSELLO TPF4/V 10X50 | DÜBEL TPF4/V 10X50 | TPF4/V 10X50 DOWEL | TASSEAU TPF5/V 10X50 | ELEM. TPF5/V 10X50 | PZ | 1.4
56015002 |  | TASS M8 | DUEBEL M8 | M8 PLUG | FICHE M8 | INSERCION M8 | PZ | 5
58008004 |  | CHIAVE A BARRA ES #2.5 | ES STIFTSCHLÜSSEL #2.5 | ES #2.5 BAR KEY | CLE A BARRE ES#2.5 | LLAVE DE BARRA ES #2.5 | PZ | 1
58008024 |  | CHIAVE MASCHIO ES 8X200 | RX ARM REGELUNG SCHLUESSEL | RX ARM REGULATION WRENCH | CLE' REGOLATION BRAS RX | LLAVE MACHO HEX 8X200 | PZ | 6.2
58008025 |  | CHIAVE MASCHIO ES 6X200 DIN911 | GEWINDESCHL. ES 6X200 DIN911 | ES MALE KEY 6X200 DIN911 | CLE MALE ES 6X200 DIN911 | LLAVE MACHO ES 6X200 DIN911 | PZ | 5.3
58008030 |  | CHIAVE BRUGOLA S3 | INBUSSCHLÜSSEL M3 | ALLEN WRENCH M3 | CLE ALLEN M3 | LLAVE ALLEN M3 | PZ | 1.1
58008033 |  | CHIAVE BRUGOLA S4 | INBUS-SCHLÜSSEL S4 | ALLEN WRENCH S4 | CLÉ ALLEN S4 | LLAVE ALLEN S4 | PZ | 3.4
58008034 |  | CHIAVE 10'' PER HOUSING | INBUS-SCHLÜSSEL 10'' | ALLEN WRENCH 10'' | CLÉ ALLEN 10'' | LLAVE ALLEN 10'' | PZ | 7.3
58008036 |  | CHIAVE BRUGOLA S5 | INBUSSCHLÜSSEL S5 | S5 HEX WRENCH | CLE MALES S5 | LLAVE 5S | PZ | 1
58008038 |  | CHIAVE GHIERA DECALC. | SCHLÜS. F. NUTMUTT. ENTK. | DECALC. WASHER WRENCH | CLE EMBOUT DECALCIF. | LLAVE VIROLA DECALCIF. | PZ | 76.5
60030402 |  | FIBRA OTTICA STANDARD Ø8MM | STD. OPTISCHE FASER D8MM | STANDARD OPTICAL FIBRE 08 MM | FIBRE OPTIQUE STANDARD 8MM | FIBRA OPTICA ESTANDARD 8MM | PZ | 165
60060402 |  | FIBRA OTTICA 10MM | OPT. FASER D10MM | OPTICAL FIBRE 10 MM | FIBRE OPTIQUE 10MM | FIBRA OPTICA 10MM | PZ | 113
60700009 |  | PHX MC 3W F 3#81 | PHX MC 3W F 3#81 | PHX MC 3W F 3#81 | PHX MC 3W F 3#81 | PHX MC 3W F 3#81 | PZ | 2.6
60700011 |  | PHX GMSTB 3W 7#62 | Q) PHX GMSTB 3W 7#62 | Q) PHX GMSTB 3W 7#62 | Q) PHX GMSTB 3W 7#62 | Q) PHX GMSTB 3W 7#62 | PZ | 3.5
60700013 |  | PHX MC 6W 3#81 | PHX MC 6W 3#81 | PHX MC 6W 3#81 | PHX MC 6W 3#81 | PHX MC 6W 3#81 | PZ | 6.3
60700015 |  | PHX MSTB 2W F 5#08 | PHX MSTB 2W F 5#08 | PHX MSTB 2W F 5#08 | PHX MSTB 2W F 5#08 | PHX MSTB 2W F 5#08 | PZ | 1.4
60700065 |  | SAU 3W V F 7#62 | SAU 3W V F 7#62 | SAU 3W V F 7#62 | SAU 3W V F 7#62 | SAU 3W V F 7#62 | PZ | 2.5
60700097 |  | CON. SAURO 2W F 3#81 | 2W F 3#81 SAURO CON. | 2W F 3#81 SAURO CON. | CONN. SAURO 2W F 3#81 | CON. SAURO 2W F 3#81 | PZ | 1
61720002 |  | FUSE 3A15T 250V 5X20 | 3A15T 250V 5X20 SICHERUNG | 3A15T 250V 5X20 FUSE | FUSIBLE 3A15T 250V 5X20 | FUSIBLE 3A15T 250V 5X20 | PZ | 1.1
61720035 |  | FUSE T 8A 250V 5X20 | FUSE T 8A 250V 5X20 | FUSE T 8A 250V 5X20 | FUSIBLE T 8A 250V 5X20 | FUSIBLE T 8A 250V 5X20 | PZ | 1
61900009 | #2 | BATTERY 3V7 5500MAH (30%) | BATTERY 3V7 5500MAH (30%) | BATTERY 3V7 5500MAH (30%) | BATTERIE 3V7 5500MAH (30%) | BATERIA 3V7 5500MAH (30%) | PZ | 54.5
62500017 |  | CAVO USB 2.0 A/B HS L=2MT | KAB. USB 2.0 A/B HS L=2 M | USB 2.0 A/B HS L=2MT CABLE | CÂBLE USB 2.0 A/B HS L=2M | CABLE USB 2.0 A/B HS L=2M | PZ | 18
62500174 |  | CAVO S-FTP CAT.6 10 MT | KABEL S-FTP KAT.6, 10 M | S-FTP CAT.6 10 MT CABLE | CÂBLE S-FTP CAT.6 10 M | CABLE S-FTP CAT.6 10 M | PZ | 37
64700007 |  | IMP.EL.+PORTALAMP.NEGAT. | EL. SYS + LAMPEHALTE NEG. | EL. SYS + NEGAT. LAMP HOLDER | INST.EL.+BOITE A LAMPE NEGAT. | SIST. EL + SOPORTE LAMP NEGAT | PZ | 25
65500009 |  | GR. DONGLE BLUETOOTH | GR. DONGLE BLUETOOTH | BLUETOOTH DONGLE GR. | GR. DONGLE BLUETOOTH | GR. DONGLE BLUETOOTH | PZ | 82
7A411100 | (**) | AUTOCLAVE SW-22 COURTESY | AUTOKLAV COURTESY 22 LT-2019 | AUTOCLAVE COURTESY 22 LT-2019 | AUTOCLAVE SW-22 | AUTOCLAVE SW-22 | PZ | 1750
91102426 |  | GR IE ALIM SCHEDA TAVOLET | GR. VERSORGUNGSKABEL | SUPPLY EL. SY | GR. IE ALIM. PLATINE TABLETTE | GR. ALIM. TARJETA BANDEJA | PZ | 6.6
91103103 |  | GR. FRENO | GR. BREMSEN | BRAKE GR. | GR. FREIN | GR FRENO | PZ | 150
91103115 |  | GR. EV ARIA MOTRICE | GR.EV TREIBLUFT | EV DRIVE AIR GR. | GR.EV AIR MOTEUR | GR EV AIRE MOTRIZ | PZ | 77.5
91103116 |  | GR. EV ARIA SPRAY | E.V. LUFT SPRAY | AIR SPRAY E.V. | GR. ELECTROVANNE SPRAY AIR | GRUPO EV AIRE SPRAY | PZ | 80.5
91103137 |  | GR. NON APPL. PALO LAMPAD | GR. NICHTANWEND. LAMPENTRÄGER | GR. NON APPL. PALO LAMPAD | GR. MÂT LAMPE NON INSTALLÉ | GR NO APL POSTE LÁMPAD | PZ | 38
91103217 |  | GR. RUBINETTO H2O (SOLO X | WASSERHAHN | WATER COCK GR. | GR. ROBINET EAU | GR. GRIFO H20 | PZ | 91
91103407 |  | GR. EV BY-PASS H2O DISTIL | BY-PASS E.M.V. | BY-PASS SOLENOID VALVE | ELECTROVANNE BY-PASS | GR EV BY-PASS H2O DEST | PZ | 116
91103449 |  | GR. POMPA DOSATRICE PNEUM | DOSIERAPPARAT | PNEUMATIC DOSER PUMP GR. | POMPE DOSAGE PNEUMATIQUE | GR. BOMBA DOSADORA NEUM. | PZ | 446
91103452 |  | GR. EV IDRICO | GR.EV WE | EV HYDROGROUP GR. | GR.ELECTROV. GR.HYDRIQUE KISAR | GRUPO EV. IDRICO | PZ | 71
91103457 |  | GR. FILTRO + EV ACQUA | GR.FILTER+EV.WASSER | FILTER GR.+WATER EV. | GR.FILTRE+EV.EAU | GR. FILTRO EV AGUA | PZ | 246
91103481 |  | GR. SERBATOIO LIQU. IGIEN | TANKGRUPPE | TANK GR. | GR. RESERVOIR LIQ. HYGIENE | GR. DEPOSITO LIQ. HIGIENE | PZ | 74.5
91103659 |  | GR. ASPIRAZ. PNEUMATICA | GR.PNEUM.ABSAUGUNG | PNEUM.SUCTION GR. | GR.ASPIRATION PNEUM. | GR ASP NEUMÁTICA | PZ | 295
91103660 |  | GR. ASPIRASALIVA IDRAULICO | GR.HYDR.SPEICHELABSAUGUNG | HYDR.SALIVA EJECTOR GR. | GR.POMPE A SALIVE HYDR. | GR. ASPIRA-SALIVA HIDRÁULICO | PZ | 116
91103813 |  | GR. EV H2O SPRAY | MAGNETVENTILE WASSER SPRAY | WATER SPRAY SOLENOID VALVE | GR. ELECTROVANNE SPRAY EAU | ELECTRO VALVULA SPRAY | PZ | 103
91103864 |  | GR. VALVOLA NON RITORNO | EINWEG VENTIL GRUPPE | ONE-WAY VALVE GROUP | GR.SOUPAPE ANTI RETOUR | GR VÁLVULA ANTIRRETORNO | PZ | 158
91103909 |  | GR. GUAINA ESTERNA CART L=6000 | CART L=6000 SCHLAUCH GR. | CART L=6000 EXT.SHEATH GR. | GR.GAINE EXT. CART L=6000 | GR FUNDA EXTERNA CÁRT L=6000 | PZ | 269
91104105 |  | GR. BACCHETTA RICH. STRUM | GR INSTRUMENTENR?CKHOLHEBEL | INSTRUMENT RETURN LEVER GR. | GR.FOUET RAPPEL INSTRUMENTS | GR. PERTIGA INSTRUMENTOS | PZ | 94.5
91104116 |  | GR. MOLLA BRACCIO A PANT. | PANTOGRAPH ARM FEDER GR. | PANTOGRAPH ARM SPRING GR. | GR.RESSORT BRAS PANTOGRAPHE | PANTOGRAPH ARM SPANILLO GR. | PZ | 108
91104178 |  | ASS. INNESTO FONTANELLE S300 | S300 BRUNNENLEINANSCHL.GR. | S300 FOUNTAIN COUPLING SET | ENS.RACCORD FONTAINE S300 | GR CONEXIÓN FUENTES S300 | PZ | 141
91104179 |  | CARTER+PULS.CONSOLLE STERN 300 | (KUNSTSTOFFTEIL + BEDIENFELD) | (PLASTIC + KEYPAD) STERN 300 C | (PARTIE PLASTIQUE + CLAVIER) C | (PLÁSTICO + BOTONERA) CONSOLA | PZ | 486
91104199 |  | GR. CORREDO RIUN. STERN | AUSSTATTUNGSGR.STERN-EINHEIT | EQUIPMENT GR.STERN UNIT | EQUIPEM. UNITE STERN | GR. CONJ. UN. DENT. STERN | PZ | 102
91104205 |  | GR BACCHETTA RICH SIRINGA | SPRITZE-STABGRUPPE | SYRINGE ROD GR. | GR. BAGUETTE SERINGUE | GR. VARILLA JERINGA | PZ | 29
91104211 |  | GR. TUBI ALIM. TAV. MEDICO | GR VERSORG-SCHL. INSTR-TRGR. | DOC TABLE SUPPLY TUBE GR | GR. TUYAU ALIMENT. TABL/INSTR. | GR TUBOS ALIM BAND DOCTOR | PZ | 53.5
91104288 |  | GR. KIT INNESTI FONTANELLE | WASSER ZUM GLAS VERBIND.KIT | CUP FILLER CLUTCH KIT GR. | GR.KIT ENCLENCH. JET DE VERRE | PIEZA ALOJAMIENTO | PZ | 67
91104297 |  | KIT BACINELLA (CERAMICA+CONV.) | SPEISCHSALE KIT GRUPPE | SPITTOON KIT GROUP | GR.KIT CRACHOIR COMPLET | KIT ESCUP (CERÁMICA+TRANSP) | PZ | 381
91104340 |  | GR. COMANDO A PIEDE MULTIFUNZ. | GR. MEHRZWECK-FUSSSTEUERUNG | MULTIFUNCT FOOT CONTROL GR | GR. COMMANDE/PIED MULTIFONCTIO | GR MANDO DE PIE MULTIFUNCIÓN | PZ | 600
91104341 |  | GR. COMANDO A PIEDE A PRESS. | GR. FUSSSTEUERUNG DIGIT DRUCK | DIGIT PRES FOOT CONTROL GR | GR. COMMANDE AU PIED PRESSION | GR MANDO DE PIE A PRESIÓN | PZ | 650
91104342 |  | GR.COMANDO A PIEDE STANDARD | GRUPPE PEDALSTEUERUNG STANDARD | STANDARD FOOT CONTROL GR. | GR.PÉDALE DE COMMANDE STANDARD | GR MANDO DE PIE ESTÁNDAR | PZ | 499
91104357 |  | GR.ACQUA (RIDUTT.+EV+FILTRO) | WASSERGRUPPE (RED+MV+FILTER) | WATER GROUP (RED+EL.V.+FILTER) | GROUPE EAU (RED+EV+FILTRE) | GR AGUA (REDUCT+EV+FILTRO) | PZ | 332
91104385 |  | GR. APPL. H2O CALDA BICCH | GR. ANW. WARMWASSER MUNDGLASF. | HOT H2O CUP APPL GR. | GR. EAU CHAUDE AU VERRE | GR. APL. AGUA CALIENTE VASO | PZ | 176
91104440 |  | GR COMANDO A PIEDE MULTIFUN | GR. MEHRZWECK-PEDALSTEUERUNG | MULTIFUNCT. FOOT CONTROL GR | GR. COMM./PIED MULTIFONCTIONS | GR MANDO DE PIE MULTIFUNCIÓN | PZ | 660
91104441 |  | GR. COMANDO A PIEDE PRESS. | GR. DRUCKPEDALSTEUERUNG | PRESS. FOOT CONTROL GR | GR. COMM./PIED A PRESSION | GR MANDO DE PIE PRESIÓN | PZ | 790
91104460 |  | GR. ASPIRASALIVA IDRAULICO | GR. HYDRAULISCHER SPEICHELABS. | HYDR SALIVA EJECTOR SUCT GR | GR.POMPE/SALIVE HYDR. | GR ASPIRADOR SALIVA HIDRÁULICO | PZ | 119
91104498 | (**) | GR. MANOMETRO X VERIF. PRESS. | DRUCK PRUEFUNG MANOMETER | PRESSURE CHECK. MANOMETER | MANOMETRE VERIFIC.PRESSION | GR MANÓMETRO VERIF PRESIÓN | PZ | 23
91104609 |  | GR. SEBATOIO H2O FASCIA OCRA | GR. H2O-BEHÄL. OCKERF. BLENDE | H2O TANK OCHRE STRIPE | RESERVOIR H2O BANDE OCRE | DEPOSITO H2O CINTA OCRA | PZ | 89
91104655 |  | GR. BACINELLA MOTORIZZATA | GR. MOTORISIERTE SPEISCHALE | MOTORIZED CUSPIDOR BOWL GROUP | GR. CRACHOIR MOTORISE | GR. ESCUPIDERA MOTORIZADA | PZ | 910
91104717 |  | GR. RUBINETTO ACQUA | WASSERHAHN | WATER FAUCET GR. | GR. ROBINET EAU | REGULADOR DE AGUA | PZ | 25
91104718 |  | GR. BLOCCHETTO DISTRIB. 1 EV | GR VERSORGBLOCK 1 MAGNETV | GR. DISTRIB. BLOCK 1 EL VALVE | GR BLOC DISTRIB 1 ELVALVE | JUEGO DISTRIBUCION 1 MAGNETV | PZ | 275
91104719 |  | GR. BLOCCHETTO DISTRIB. 2 EV | GR. VERTEILERBLOCK 2 MV | DISTRIB BLOCK GR 2 EV | GR BLOC DISTRIB. 2 EV | GR BLOQUEO DISTR 2 ELECTROVALV | PZ | 379
91104754 |  | GR. ACQUA (RIDUTT.+FILTRO) | WASSERGR. (REDUZIERER+FILTER) | WATER GR. (ADAPT+FILTER) | GR. EAU (REDUCTEUR+FILTRE) | GR. AGUA (REDUCTOR+FILTRO) | PZ | 203
91104755 |  | GR. ARIA (RIDUTT.+EV+FILTRO) | LUFTGR. (REDUZ+MAGNETVEN+FIL | AIR GR. (ADAPT+EV+FILTER) | GR. AIR (REDUCT+EV+FILTRE) | GR. AIRE (REDUCTOR+EV+FILTRO) | PZ | 360
91104757 |  | GR. BACINELLA MANUALE | GRUPPE SPEISCHALE MANUELL | MANUAL CUSP. BOWL GROUP | GROUPE CRACHOIR MANUEL | GR. ESCUPIDERA MANUAL | PZ | 625
91104797 |  | GR. MOTORE SOLL. CART DELIV. | GLEITSCHIENEMOTORGERAET | ENGINE POWER LIFT CART DELIV | GR MOTEUR CART A DEPL PARAL | GR MOTOR ELEV CART DELIVERY | PZ | 535
91104847 |  | GR. CONTENITORE STRUMENTI | INSTRUM.-KASTENGR | INSTRUM BOX GR | GR. BOITE INSTRUM | GR DEPOSITO INSTRUM. | PZ | 41
91104858 |  | GR. TUBO ASPIRASAL. IDR. | GR.SCHLAUCH HYDR.SPEICHELABSAU | HYDR.SALIVA EJ.TUBE GR. | GR.TUYAU POMPE A SAL.HYDR. | GR TUBO ASP SAL HÍDR | PZ | 80
91104909 |  | GR. TUBI SISTEMA H2O DISTILL | GR. SCHLÄUCHE DEST. H2O-SYS. | DISTILL WATER SYSTEM TUBES GR. | GR. TUYAUX SYSTÈME H2O DISTILL | GR. TUBOS SISTEMA H2O DESTIL | PZ | 31.5
91104911 |  | GR. TUBI ALIM. TAV. MEDICO | GR. VERS.SCHLÄUCHE INSTR.TR. | DOCT. TABLET CHARG TUBES GR. | GR. TUYAUX ALIM. TABL. PRAT. | GR. TUBOS ALIM. BAND. MÉDICO | PZ | 36.5
91104940 |  | COMANDO A PIEDE POWER PEDAL | FUSSANLASSER POWER PEDAL | CL. R FOOT CONTROL GR. | COMMANDE AU PIED POWER | MANDO PIEZA POTENCIADOR PEDAL | PZ | 650
91104954 |  | GR. ARIA | GR. LUFT | AIR GR. | GR. AIR | GR. AIRE | PZ | 320
91104955 |  | GR. ACQUA | WASSERGRUPPE | WATER GR. | GR. EAU | GR AGUA | PZ | 187
91104956 |  | GR. BACINELLA MOTORIZZATA | MOTOR SPEISCHALE | MOTORIZED CUSPIDOR BOWL | CRACHOIR MOTORISE | ESCUPIDERA MOTORIZADA | PZ | 770
91104957 |  | GR. BACINELLA MANUALE | GR. MAN. MUNDSPÜLBECKEN | MANUAL CUSPIDOR GR | GR. CRACHOIR MANUEL | GR. ESCUPIDERA MANUAL | PZ | 650
91104995 |  | GR. SERBATOIO H2O2 - 2008 | H2O2-BEHÄLTERGR. - 2008 | H2O2 - 2008 TANK UNIT | GR. RÉSERVOIR H2O2 - 2008 | GR DEPÓSITO H2O2 - 2008 | PZ | 74.5
91105000 |  | GR. BRACCI RIUN. S280 TRC CONT | GR. ARME BEH.E. S280 TRC CONT | S280TRC CONT ARM GR. | GR. BRAS UNITÉ S. S280TRC CONT | GR.BRAZOS EQUIPO S280 TRC CONT | PZ | 1840
91105092 |  | GR. CASS .ALLACC. EST. 230V | GR. ANSCHL.KAS. EXT. ANS. 230V | 230V EST. CONNECTION BOX GR | GR. BOÎT. AU SOL EXT. 230V | GR. CAJA CONEX. EXT. 230V | PZ | 965
91105100 |  | GR. BRACCI RIUN. S220TR IBRIDO | GR. ARME B.EINH. S220TR IBRIDO | S220TR HYBR DENT UNIT ARM GR | GR. BRAS UN./S. S220TR HYBRIDE | GR BRAZOS EQ S220TR HÍBRIDO | PZ | 1650
91105140 |  | KIT COM. A PIEDE MULTIF.WIREL. | KIT MULTIFUNKTION FUSSPEDAL | MULTIFUNCTION FOOTCONTROL KIT | KIT PEDALE MULTIF. SANS FIL | KIT MANDO DE PIE' MULTIF. INAL | PZ | 1150
91105141 |  | KIT COM. A PIEDE PRESS.WIREL. | KIT DRUCKFUSSPEDAL | PRESSURE FOOTCONTROL KIT | KIT PEDALE A PRESSION WIRELESS | KIT MANDO PIE PRESION WIREL | PZ | 1190
91105170 |  | GR COLLETT CANN 2F | GR. 2F-KANUELENSAMMLER | 2F CANNULAS COLLECT GR | GR. COLLECT. CANULES 2F | GR. COLECTOR CANULAS 2F | PZ | 94.5
91105181 |  | GR. COLLETT. CANN. 1 FILTRO | GR. KANÜLENSAMMLER 1 FILTER | COLLECT CANNULE GR 1 FILTER | GR. COLLECT. CANULES 1 FILTRE | GRUPO COLECTOR CANULAS 1 FILTR | PZ | 54
91105183 |  | GR. COLLETT. CANN. 2F + EV | GR. SAMMLER ABSAUGKAN. 2F + MV | CANULA COLECTOR 2F + EV | GR. COLLECTEUR CANULES 2F + EV | GR. COLECTOR CANULAS 2F + EV | PZ | 328
91105184 |  | GR COLLETT CANN 2F | KANULENSAMLER 2 FILTER | 2 FILTERS CANNULA COLLECTOR | GR. PORTE CANNULES 2 FILTRES | GR COLECTOR CANULA 2 FILTROS | PZ | 174
91105185 |  | GR. COLLETT. CANN. 2F + EV | KANULEN-SAMMLERGR 2F+MV | 2F +EV CANNULA COLLECTOR GROUP | GR. COLLECTEUR CANNULES 2F+EV | GR. COLECTOR CANULAS 2F+EV | PZ | 402
91105186 |  | GR. COLLETT. CANN. 2F + EV | GR. KOLL. KANÜLEN 2F + MV | 2F + EV CANN. COLLECTOR GR. | GR. COLLECT. CAN 2F + ÉV | GR. COLECT. CÁN. 2F + EV | PZ | 530
91105198 |  | GR. MONITOR 19'' | GR. 19''-MONITOR | GR. MONITOR 19 | GR. MONITEUR 19'' | GR MONITOR 19'' | PZ | 1750
91105199 |  | GR. MONITOR 19'' PLUS | 19'' PLUS SCREEN | GR. ECRAN 19 PLUS'' | GR. PANTALLA 19 PLUS'' | GR MONITOR 19'' PLUS | PZ | 2280
91105240 |  | GR. JOYSTICK MOVIMENTI POLTR. | GR. JOYSTICK BEWEG. PAT.ST. | SEAT MOVEMENT CONTROLLER GR. | GR. JOYSTICK MOUVEMENTS FAUT. | GR. JOYSTICK MOVIMIENTOS SILL. | PZ | 72
91105303 |  | GR TUBI ALIM TAV MEDICO | GR. VER.SCHL. INSTR.TRÄGER | ALIM TUBES GR. DOCTOR TABLE | GR TUYAUX ALIM.TABL.PRATIC. | GR. TUBOS ALIM. MESITA MEDICO | PZ | 30
91105308 |  | GR BACCHETTA RICH STRUM 2013 | GR. BACCHETTA RICH.STRUM. 2013 | INSTRUMENT ROD GR. 2013 | GR TIGE RAPP. INSTRUMENT 2013 | GR. PERTIGA BLOCAJE INSTR 2013 | PZ | 68.5
91105361 |  | GR. ASPIRASALIVA IDRAULICO | GR. IDRAUL. SPEICHELSAUGER | HYDRAULIC SALIVA SUCTION SYST | SYST ASPI. SALIVE HYDRAULIQUE | SIST. ASPIR. SALIVA HIDRAULICO | PZ | 149
91105382 |  | GR COLLETT CANN 2F | GR. KOLLEKT. KANÜ. 2F | 2F CANN MANIFOLD GR. | GR COLLECT CAN 2F | GR COLECT CÁN 2F | PZ | 82.5
91105395 |  | GR. VASSOIO PORTA-TRAY | GR. TRAYTABLETT | TRAY-HOLDER PLATE GR. | GR. PLATEAU PORTE-TRAY | GR. BANDEJA PORTA-TRAY | PZ | 332
91105447 |  | GR. SERBATOIO H2O2 | GR. H2O2-BEHÄLTER | H2O2 TANK GR. | GR. RÉSERVOIR H2O2 | GR. DEPÓSITO H2O2 | PZ | 309
91105499 |  | GR. MONITOR 19'' PLUS HDMI | GR. MONITOR 19'' PLUS HDMI | HDMI PLUS 19'' MONITOR GR. | GR. ÉCRAN 19'' PLUS HDMI | GR. MONITOR 19 PLUS HDMI" | PZ | 2150
91105569 |  | GR. CASS. ALLACC. 230V TINY | GR. ANSCHLUSSKASTEN 230V TINY | TINY 230V CONNECTION BOX GR | GR. BOÎT. AU SOL 230V TINY | GR. CAJA CONEX. 230V TINY | PZ | 665
91105858 |  | GR ATT SERBATOIO | GR. BEHÄLTERANSCHLUSS | TANK ATT. GR. | GR. ATTACHE RESERVOIR | GR. AGREG. DEPOSITO | PZ | 33.5
91105859 |  | GR ATT SERBATOIO CON SONDA | GR. TANK - ANGRIFF MIT SONDE | TANK JUNCTION GR. WITH PROBE | GR. JOINT RESERVOIR AVEC SONDE | GR. JUNTURA TANQUE CON SONDA | PZ | 142
91105944 |  | GR SERBATOI IGIENE 2009 X RIC | HYGIENE TANK GR. 2009 | 2009 HYGIENE TANKS GR. | GR.RESERVOIRS HYGIENE 2009 | GR. DEPOSITO IGIENE 2009 | PZ | 985
91105948 |  | GR SONDA DI MINIMO | GR. MINDESTST.SONDE | MINIMUM LEVEL PROBE UNIT | GR. SONDE MINIMUM | GR. SONDA MINIMO | PZ | 49
91105980 | #2 | GR KIT MORSETTO C + ECCENTRICO | GR. KIT C-KLEMMF. + EXZENTER | C CLAMP KIT GR + CAM | GR.KIT MORS C+EXCENTR. | GR. KIT ABRAZAD. C - EXCENTR. | PZ | 83.5
91105991 |  | RISCALD H20 BICCH SENSORE NTC | HEIZ. H20 SENSOR BECKER NTC | NTC SENSOR CUP H20 HEATING | RÉCHAUFF H2O VERR CAPTEUR NTC | CALENT H20 VASO SENSOR NTC | PZ | 210
91105999 |  | GR CORREDO GENERALE RIUNITO | GEN. EINHEIT AUSRUESTUNG | GENERAL UNIT EQUIPMENT | GR. KIT GENERAL EQUIPEMENT | GR. KIT GENERAL SILLON | PZ | 157
91106303 |  | CORD SEZ L1200 MM CHIRUR LED | CHIRU TREN.SCHLAU L1200 MM LED | SECT.TUB. LED SURG. MM L1200 | CORD. SECT L1200 MM CHIR. LED | MANG SEC QUIRUG L1200 MM LED | PZ | 478
91106304 |  | CORD SEZ L1400 MM CHIRUR LED | TREN SCHLAU L1400 MM LED | SECT.TUB. LED SURG. MM L1400 | CORDON MM CHIR. LED L1400 | MANG SEC QUIRU L1400 MM LED | PZ | 478
91106305 |  | CONNETT MM CHIR(2010-15)/CONS | ANSCHLUSS MM CHIR(2010-15/CONS | SURG(2010-15)/CONS MM CONNECT. | EMBOUT MM CHIR(2010-15)/CONSER | CONECTOR MM QUIR(2010-15)/CONS | PZ | 91
91106306 |  | CORD SEZ L1200 ULTRASUONI FO | ZEG L1200 OF TRENN.SCHLAUCH | SECT.TUB. SCALER FO L1200 | CORDON SECT. DETART. FO L1200 | MANGUERA SECC L1200 ULTRAS FO | PZ | 189
91106307 |  | CORD SEZ L1400 ULTRASUONI FO | ZEG L1400 OF TREN SCHLAUCH | SECT.TUB. SCALER FO L1400 | CORDON SECT. DETART. FO L1400 | MANG SEC ULTRAS FO L1400 | PZ | 189
91106308 |  | CORD SEZ L1200 ULTRASUONI | ZEG TRENN.SCHLAEUCHE L1200 | SECT.TUB. SCALER L1200 | CORD.SECT.DET.L1200 ULTRASONS | CABLE SECC. ULTRASON L1200 | PZ | 152
91106309 |  | CORD SEZ L1400 ULTRASUONI | ZEG TRENN.SCHLAUCH L1400 | SECT.TUB. SCALER L1400 | CORDON SECT. DETART. L1400 | CABLE SECC.ULTRAS L1400 | PZ | 152
91106310 |  | CORD SEZ L1200 LAMP.POLIM. | TREN SCHLAU L1200 POLYM LAMPE | SECT.TUB. POLYM. LAMP L1200 | CORDON SECT LAMPE POLYM L1200 | MANG SEC L1200 LAMPARA POLIM | PZ | 214
91106318 |  | CONF. I-XS4 STERN WEBER | VERPACK I-SX4 STERN WEBER | I-XS4 STERN WEBER CONF. | COND. I-XS4 STERN WEBER | PAQUETE I-SX4 STERN WEBER | PZ | 1510
91106556 |  | CONF. S-LED | VERPACK. S-LED | S-LED PACKAGING | COND. S-LED | PAQUETE S-LED | PZ | 755
91106577 | (**) | COURTESY MMOTOR S(FINO 5/2015) | PAK.COURTESY MM S BIS 5/2015 | PACK COURTESY MM S UNT.5/2015 | MM COURTOIS.S JUSQU'AU 5/2015 | PAQ COURTESY MM S HASTA 5/2015 | PZ | 454
91106960 |  | PULSANTIERA PER TECNICI | DR.KNOPFTAFEL FÜR TECHNIKER | TECHNICIANS' KEYPAD | CLAVIER POUR TECHNICIENS | BOTONERA PARA TECNICOS | PZ | 50
91107007 |  | GR FRENO BRACCIO PANTOGRAFO | GR. FEDERARMBREMSE | GR. PANTOGRAPH ARM BRAKE | GR. FREIN BRAS PANTOGRAPHE | GR. FRENO BRAZO PANTOGRAFO | PZ | 120
91107040 |  | COMANDO A PIEDE MULTIFUNZIONE | MEHRFUNKTIONS-FUSSSCHALTER | MULTIFUNCTIONAL FOOT CONTROL | COMMANDE AU PIED MULTIFONCTION | MANDO A PIE MULTIFUNCION | PZ | 590
91107041 |  | COMANDO A PIEDE PRESSIONE | DRUCKPEDAL | PRESSURE FOOT CONTROL | COMMANDE AU PIED PRESSION | MANDO A PIED PRESION | PZ | 590
91107042 |  | COMANDO A PIEDE POWER PEDAL | FUSSSCHALTER POWER PEDAL | POWER PEDAL FOOT CONTROL | COMMANDE AU PIED POWER PEDAL | MANDO A PIE POWER PEDAL | PZ | 630
91107048 |  | GR IMPIANTO BIOSTER | BIOSTER EINRICHTUNG GR. | BIOSTER IMPLANT GR. | GR. SYSTEME BIOSTER | GR. IMPLANTO BIOSTER | PZ | 451
91107049 |  | GR IMPIANTO WHE | WHE EINRICHTUNG GR. | WHE IMPLANT GR. | GR. CIRCUIT WHE | GR. IMPLANTO WHE | PZ | 385
91107061 |  | GR ASPIRAZ PNEUMATICA VRP | GR. PNEUMAT. ABSAUGUNG | VRP TIRE SUCTION GR. | GR.ASPIR.PNEUMATIQUE VRP | GR.ASPIR.NEUMATICA VRP | PZ | 174
91107099 |  | GR CORREDO GENERALE RIUNITO | GR. ALLG. AUSST. BEH.EINHEIT | DENTAL UNIT GENERAL EQUIP GR. | GR.KIT GENER.EQUIPEM. | GR.KIT GENER.EQUIPO | PZ | 125
91107115 |  | GR EV ARIA MOTRICE | TRIEBLUFT EV GRUPPE | ENGINE AIR VALVE GR. | GR EV AIR MOTRICE | GR. EV AIRE MOTRIZ | PZ | 79.5
91107149 |  | GR SERBATOIO H2O2 - 2019 | 2019 H2O2 BEHAELTER GR. | H2O2 - 2019 TANK GR. | GR.RESERV. H2O2 - 2019 | GR.DEPOS. H2O2 - 2019 | PZ | 89.5
91107172 |  | GR RACCORDO A Y PER ASPIRAZ | GR. Y-ANSCHL. FÜR ABSAUG | SUCTION Y CONNECTION GR. | GR.RACC. A Y POUR ASPIRATION"" | GR.ENLACES A Y PARA ASPIRAC"" | PZ | 69
91107182 |  | GR COLLETT CANN 2F + EV | GR. KOLLEKT. KANÜ. 2F + MV | 2F + EV CANN MANIFOLD GR. | ENS. COLLEC. CANULES 2F+EV | JUNTO COLEC.CANULAS 2F+EV | PZ | 269
91107183 |  | GR COLLETT CANN 2F + EV | GR. KOLLEKT. KANÜ. 2F + MV | GR. 2F + EV CANN MANIFOLD | ENS.COLEC. CANULES 2F+EV | JUNTO COLEC. CANULAS 2F+EV | PZ | 263
91107185 |  | GR VNR F D=25 / TUBO D=15 DURR | GR VNR F D=25 / TUBO D=15 DURR | GR VNR F D=25 / TUBO D=15 DURR | GR. VNR F D=25/TUYAU D=15 DURR | GR. VNR F D=25/TUBO D=15 DURR | PZ | 52.5
91107243 |  | COMANDO A PIEDE STANDARD | FUSSST. STANDARD | STANDARD FOOT CONTROL | COMM. PIEDS STANDARD | MANDO PIES ESTANDAR | PZ | 490
91107297 |  | GR MOTORE SOLLEV CART DELIVERY | HEBEMOTOR GR. CART DELIVERY | DELIVERY CART LIFTING MOTOR GR | ENS.MOTEUR SOULEV. CART.DELIV. | JUNTO MOTOR ELEV.CART.DELIV. | PZ | 451
91107440 |  | KIT COMANDO A PIEDE MULTIF WL | KIT FUSSST. MULTIFUNKT. WL | WL MULTIF. FOOT CONTROL KIT | KIT COMMAND. PIED MULTIF. WL | KIT MANDO A PIE MULTIF. WL | PZ | 970
91107441 |  | KIT COMANDO A PIEDE PRESS WL | KIT DRUECKFUESSSCHALTER WL | WL PRESS FOOT CONTROL KIT | KIT COMMAND. PIED PRESSURE WL | KIT MANDO A PIE PRESION WL | PZ | 995
91107442 |  | KIT COMANDO A PIEDE POWER WL | KIT FUSSST. POWER WL | WL POWER FOOT CONTROL KIT | KIT COMMAND. PIED POWER WL | KIT MANDO A PIE POWER WL | PZ | 995
91107499 |  | GR CORREDO GENERALE RIUNITO | GR. ALLG. AUSST. BEH.EINHEIT | DENTAL UNIT GENERAL EQUIP GR. | GR.KIT GENER.EQUIPEM. | GR.KIT GENER.EQUIPO | PZ | 145
91107599 |  | GR CORREDO GENERALE RIUN AMBI | GR. ALLG. AUSST. BEIDH. B.EIN. | AMBI UNIT GENERAL EQUIP GR. | GR. KIT GEN. EQUIPMENTS AMBI | GR. KIT GEN. EQUIPOS AMBI | PZ | 148
91107714 |  | PRESA CAVO TAV MED-ALLACC SEZ | KAB.BUCHSE INS.T.-TR.B. ANS. | SECT CONN-DOCT MOD CABLE SOCK | PRISE CABLE TAB. PRAT-BRANCH S | TOMA CABLE BAND.MED-ENLACES S | PZ | 985
91107715 |  | CAVO TAV MED-ALLACC L3000 SEZ | KABEL INST.T.-ANS. L3000 TR.B. | L3000 SECT CONN DOCT MOD CABLE | CABLE TABL.PRAT-BRANCH.L3000 S | CABLE BAND.MED-ENLAC. L3000 S | PZ | 1110
91107716 |  | CAVO TAV MED-ALLACC L4500 SEZ | KABEL INST.T.-ANS. L4500 TR.B. | L4500 SECT CONN DOCT MOD CABLE | CABLE TABL.PRAT-BRANCH L4500 S | CABLE BAND.MED-ENLACES L4500 S | PZ | 1160
91107717 |  | CAVO TAV MED-ALLACC L6000 SEZ | KABEL INST.T.-ANS. L6000 TR.B. | L6000 SECT CONN DOCT MOD CABLE | CABLE TAB.PRAT-BRANCH L6000 S | CABLE BAND.MED-ENLACES L6000 S | PZ | 1180
91107760 |  | LOCALIZZATORE APICALE 2023 | APEX-LOKALISATOR 2023 | 2023 APEX LOCATOR | LOCALISATEUR D'APEX 2023 | LOCALIZADOR DE APICE 2023 | PZ | 229
91107782 |  | GR COLLETT CANN 2F PASSO 76 MM | GR. 2F-KANUELENSAMMLER SCHN.76 | 2F PASS 76 MM CANN COLLECT GR. | GR. COLLECT. CAN. 2F PAS 76MM | GR. COLECT. CAN. 2F PASO 76 MM | PZ | 84.5
91107799 |  | GR CORREDO GENERALE RIUNITO | GR. ALLG. AUSST. BEH.EINHEIT | GENERAL DENTAL UNIT EQUIP UNIT | GR ÉQUIP. GÉN. UNITÉ DE SOINS | GR DOTACIÓN GENERAL EQUIPO | PZ | 59.5
91107947 |  | GR SERBATOIO H2O2 (TRC) | GR SERBATOIO H2O2 (TRC) | GR SERBATOIO H2O2 (TRC) | GR. RESERVOIR H2O2 (TRC) | GR. DEPOSITO H2O2 (TRC) | PZ | 114
91107948 |  | GR IMPIANTO BIOSTER (TRC) | GR IMPIANTO BIOSTER (TRC) | GR IMPIANTO BIOSTER (TRC) | GR. SIST. BIOSTER (TRC) | GR. SIST. BIOSTER (TRC) | PZ | 406
91107999 |  | GR CORREDO GENERALE RIUNITI | GR CORREDO GENERALE RIUNITI | GR CORREDO GENERALE RIUNITI | GR CORREDO GENERALE RIUNITI | GR CORREDO GENERALE RIUNITI | PZ | 175
91108052 |  | GR TUBO ALLACC-IDRICO TR 2023 | GR TUBO ALLACC-IDRICO TR 2023 | GR TUBO ALLACC-IDRICO TR 2023 | GR. TUYAU BRANC.-HYDR. TR 2023 | GR. TUBO ENL.-HIDR. TR 2023 | PZ | 200
91109001 |  | KIT MONTAGGIO CORDONI | MONTAGEKIT SCHLÄUCHE | CORD ASSEMBLY KIT | KIT MONTAGE CORDONS | KIT MONTAJE MANGUERAS | PZ | 8.7
91109002 |  | GR. FILTRO OLIO TURBINA | GR. ÖLFILTER TURBINE | TURBINE OIL FILTER GR | GR. FILTRE HUILE TURBINE | GR FILTRO ACEITE TURBINA | PZ | 26.5
91109004 |  | GR. SQUADR. ANTIRIBALT. CART | GR. CART ANTIÜBERSCHL.WINKELST | CART ANTITILT SQUARE GR | GR. EQUERRE ANTI-CULB. CART | GR. ESCUADR. ANTIBASC. CART | PZ | 28.5
91109005 |  | GR. FRENO CART | GR. BREMSE CART | CART BRAKING UNIT | GR. FREIN CART | GR. FRENO CART | PZ | 111
91109009 |  | KIT O-RING COPPIA VALVOLE WHE | KIT O-RING VENT. WHE | WHE VALVE O-RING KIT | KIT JOINTS OR VANNES WHE | KIT O-RING WHE | PZ | 109
91109017 |  | GR. EV CASS. ALLACC. | GR. EV ANSCHLUSSKASTEN | CONN. BOX EV GR | GR. EV BOITE AU SOL | GR EV CAJA CONEX | PZ | 87.5
91109018 |  | GR. VALVOLA MANUALE-ARIA/ACQUA | GR. MAN.VENTIL - LUFT/WASSER | AIR/WATER MANUAL VALVE GR | GR. VANNE MANUELLE AIR/EAU | GR. VALVULA MANUAL AIRE/AGUA | PZ | 89.5
91109019 |  | GR. COFANO PEDALE + TARGHETTE | GRUPPE FUSSSCHALTER-GEHÄUSE + | FOOT CONTROL COVER UNIT + PLAT | GR. CARTER SUPÉRIEUR PÉDALE + | GRUPO CÁRTER PEDAL + PLACAS | PZ | 53.5
91109020 |  | GR. LEVA PEDALE A PRESSIONE | GR. HEBEL DRUCKPEDAL | PRESSURE PEDAL LEVER GR | GR. LEVIER COMM.PIED A PRESS. | GR PALANCA PEDAL A PRESIÓN | PZ | 190
91109021 |  | GR. BASE PEDALE A PRESSIONE | GR. BASIS DRUCKPEDAL | PRESSURE PEDAL BASE GR | GR. BASE COMM/PIED A PRESS. | GR BASE PEDAL A PRESIÓN | PZ | 66.5
91109022 |  | GR. FRIZIONE BRACCIO PANTOGR. | GR. KUPPLUNG FEDERARM | PANTOGRAPH ARM CLUTCH GR | GR. FRICTION BRAS PANTOGRAPHE | GR EMBRAGUE BRAZO PANTÓGR | PZ | 17.5
91109023 |  | GR. FRIZIONE BRACCIO | GR. KUPPLUNG ARM | ARM CLUTCH UNIT | GR. FRICTION BRAS | GR EMBRAGUE BRAZO | PZ | 26.5
91109027 |  | GR. KIT 6 SONDE W.H.E. | GR. KIT 6 SONDEN W.H.E. | 6-PROBE KIT W.H.E. GR. | GR. JEU 6 SONDES W.H.E. | GR. KIT 6 SONDAS WHE | PZ | 109
91109029 |  | KIT BACINELLA COMPLETA | KOMPLETTE SPEISCHALE KIT | COMPLETE BASIN KIT | KIT BASSIN COMPLET | KIT ESCUPIDERA COMPLETA | PZ | 840
91109030 |  | GR. EV GENERALE ACQUA | HAUPT-WASSERVENTIL GR. | WATER GEN. EL. VALVE GR. | GR. ELECTROVANNE GEN. EAU | GRUPO EV. GENERAL AGUA | PZ | 74.5
91109035 |  | BRACCIO COMPL. STERN ANALOG. | STERN ANALOG KOMPLETTER ARM | ANAL. STERN COMPLETE ARM | BRAS COMPLETE STERN ANAL. | BRAZO COMPL STERN ANALÓG | PZ | 2200
91109036 |  | BRACCIO COMPL. S250 | KOMPLETTER S250-ARM | S250 COMPLETE ARM | BRAS COMPL. S250 | BRAZO COMPLETO S250 | PZ | 2040
91109037 |  | BRACCIO COMPL. S300 | KOMPLETTER ARM S300 | S300 COMPLETE ARM | BRAS COMPLET S300 | BRAZO COMPLETO S300 | PZ | 1730
91109040 |  | BRACCIO COMPL. TAV. AUX. PROF. | HILFSTABLET. VOLLSTAEND.ARM | PROF.AUX.TABL. COMPLETE ARM | BRAS COMPLET TABLET.AUX.PROF. | BRAZO COMPL. BAND.AUX.PROF. | PZ | 1470
91109045 |  | BACINELLA COMPL. S190-200-250 | KOMPLETSPEISCHALE S190-200-250 | COMPLETE SPITOON S190-200-250 | CRACHOIR COMPLETE S190-200-250 | ESCUPIDERA COMP S190-200-250 | PZ | 705
91109046 |  | GR.CARTER IDRICO LATO POLTRONA | ABDECKUNG WASSEREINHEIT - BEHA | UNIT BODY COVER - PATIENT CHAI | CARTER GR. HYDRIQUE - CÔTÉ FAU | CÁRTER HÍDRICO - LADO SILLÓN | PZ | 201
91109047 |  | GR SPORTELLO IDRICO COMPLETO | TÜR DER WASSEREINHEIT KOMPLETT | COMPLETE UNIT BODY DOOR | PORTE GR. HYDRIQUE COMPLET | PUERTA HÍDRICO COMPLETO | PZ | 231
91109048 |  | GR CARTER IDRICO COMPL LATO PO | ABDECKUNG WASSEREINHEIT - BEHA | UNIT BODY COVER - PATIENT CHAI | CARTER GR. HYDRIQUE - CÔTÉ FAU | CÁRTER HÍDRICO - LADO SILLÓN | PZ | 133
91109049 |  | GR SPORTELLO IDRICO COMPLETO | TÜR DER WASSEREINHEIT KOMPLETT | COMPLETE UNIT BODY DOOR | PORTE GR. HYDRIQUE COMPLET | PUERTA HÍDRICO COMPLETO | PZ | 230
91109053 |  | GR. BRACCIO TAV. PORTA TRAY | TRAY HALTER ARM GRUPPE | TRAY HOLDER ARM GR. | GROUPE BRAS PORTE TRAY | GR BRAZO BAND PORTATRAY | PZ | 147
91109055 |  | GR. CERAMICA BACINELLA | SPEISCHALE KERAMIK GR. | CERAMIC BASIN GR. | GR. CERAMIQUE CRACHOIR | GR. CERAMICA CUBITA | PZ | 370
91109057 |  | GRUPPO SILENZIATORE | DAEMPFER GRUPPE | SILENCER GROUP | GROUPE SILENCIEUX | GRUPO SILENCIADOR | PZ | 25
91109062 |  | GR. CAVO ALIM LAMPADA SCIALITI | OP-LAMPE GLIED.KABEL GR. | OPER.LIGHT SECT.CABLE GR | GR.CABLE SECT.ECLAIR.SCIALYTIQ | GR CABLE ALIM LÁMP ESCIALÍTICA | PZ | 20
91109063 |  | KIT NUOVO PERNO BACINELLA | KIT NEUER ZAPFEN SPEISCHALE | NEW CUSPIDOR BWL PIN KIT | KIT NOUVEAU AXE CRACHOIR | KIT NUEVO PERNO ESCUPIDERA | PZ | 206
91109067 |  | LIMITATORE DI CORRENTE ACCENS | SPANNUNGSBEGRENZER | START CURRENT LIMITER | LIMITEUR COURANT ALLUMAGE | LIMITADOR CORRIENTE ENC | PZ | 365
91109068 |  | GR. RISCALDATORE H2O SPRAY | SPRAY WASSERHITZERGR. | WATER SPRAY HEATER GR | GR. RECHAUFFER D'EAI SPRAY | GR CALENTADOR H2O SPRAY | PZ | 199
91109070 |  | KIT BASE PEDALE STANDARD | KIT BASIS STD-FUSSSCHALTER | STAND.PEDAL BASIS KIT | KIT BASE PÉDALE STANDARD | KIT BASE PEDAL STANDARD | PZ | 79
91109072 |  | KIT EV BY-PASS CON VNR | BY-PASS E.M.V.GR+UNRUCKSCHL.V | BY-PASS EL.V. GR+ N.R.VALVE | EV BY-PASS GR+CLAP ANTIRETOUR | KIT EV BY-PASS CON VAL ANTIR | PZ | 169
91109073 |  | NUOVA EV INGRESSO H2O WHE | NEU MAG.VENT WHE WASS.EINGANG | NEW EV H20 WHE INPUT | NOUVELLE EV ENTREE H20 WHE | NUEVA EV ENTRADA H20 WHE | PZ | 211
91109075 |  | KIT GHIERA TAVOLETTA ASS. | HELFER-ELEM. STELLRING-GRUPPE | KIT COLLAR SWITCH ASS.MODULE | ENS.BAGUE TABLETTE ASSIST. | KIT VIROLA CONSOLA AUXILIAR | PZ | 71
91109076 |  | KIT CASSE AUDIO A/TESTA ATLAXI | KIT LAUTSPRECHER ATLAXIS | A/HEAD ATLAXI AUD SPKR KIT | KIT ENCEINTES TÊT.ATLAXI | KIT CAJAS AUDIO R/CAB ATLAXI | PZ | 80
91109077 |  | GR. CONVOGLIATORE SCARICO | GR. FÖRDERSCHLAUCH FÜR ABLAUF | EVACUATION CONVEYOR GROUP | GROUPE EVACUATION CRACHOIR | GR TRANSPORTADOR DESCARGA | PZ | 34.5
91109084 |  | GR. BRACCIO SINGOLO TAV. ASS. | GR. TRAGARM FUER HE | ASS. MOD SINGLE ARM GR. | GR. BRAS INDIVIDUEL TABL.ASS. | GR BRAZO SIMPLE BAND AUX | PZ | 347
91109085 |  | GR. BRACCIO DOPPIO TAV. ASS. | GR. DOPPELARM HE | ASS. MODULE DOUBLE ARM GR. | GR. BRAS DOUBLE TABL. ASS. | GR BRAZO DOBLE BAND AUX | PZ | 451
91109089 |  | BRACCIO COMPLETO S250CONT 2007 | KOMPLETTER ARM S250 CONT 2007 | COMPLETE ARM S250 CONT 2007 | BRAS COMPLET S250 CONT 2007 | BRAZO COMPLETO S250 CONT 2007 | PZ | 1990
91109091 |  | KIT POMELLO PER FRENO BRACCIO | DREHKNOPF FÜR BREMSE ARM ARZTE | KNOB FOR DENTIST'S MODULE ARM | POIGNÉE POUR FREIN BRAS PRATIC | POMO PARA FRENO BRAZO MÉDICO | PZ | 39.5
91109092 |  | KIT EV AGGIUNTIVA IGIENE | MAGNETVENT KIT WHE | KIT ADDITIONAL EV HYGIENE | KIT EV SUPPLEMENTAIRE HYGIENE | KIT E.VALVULA ADDICION HIGIENE | PZ | 210
91109097 |  | EV PROPORZIONALE COMPLETA | KOMPLETTE MAGNETVENT. | ELECTROVALVE COMPLETE | ELECTROV. PROPORTION. COMPL. | ELECTROVALVULA PROPORC. COMPL. | PZ | 359
91109098 |  | GR SERBAT LAVAGGIO CANNULE TR | KANULEWASCHE-BEHAELTERGR. | CANNULAE CLEAN.TANK GR. | GR. RESERVOIR LAVAGE CANULES | GR. DEPOSITO LAVADO CANULAS | PZ | 67.5
91109099 |  | KIT SQUADRETTO SUPP. MICRO PED | KIT WINKEL MIKRO. FUSSSCH. | FT CTRL MIC. SUPP BRAC. KIT | KIT ÉQUERRE SUP.MICRO.PÉD. | KIT ESCUADRA SOP. MICRO PED | PZ | 6.4
91109100 |  | GR. MODULO TURBINA | GR. TURBINENMODUL | TURBINE MODULE GROUP | GROUPE MODULE TURBINE | GRUPO MODULO TURBINA | PZ | 380
91109101 |  | GR. MODULO MICROMOTORE | MIKROMOTOR-MODULGR. | MICROMOTOR MODULE UNIT | GR. MODULE MICROMOTEUR | GR MÓDULO MICROMOTORE | PZ | 247
91109102 |  | GR. MODULO ABLATORE SENZA F.O. | GRUPPE MODUL ZEG OHNE O.F. | SCALER GR. W/O OPTICAL FIBER | GR. DETARTREUR SANS LUMIERE | GR MÓD DISP ABL SIN F.Ó. | PZ | 175
91109103 |  | GR. MODULO ABLATORE CON F.O. | GR. ZEG-MODUL MIT O.F. | SCALER WITH F.O. MODULE UIT | GR. MODULE DÉTART.AVEC F.O. | GR MÓD DISP ABL CON F.Ó. | PZ | 183
91109104 |  | KIT BLOCCO EV SILENZIATORE | MAGNETVENT BLOCKKIT SCHALDAMP | EV SILENCER STOP KIT | KIT BLOQUAGE EV SILENCIEUX | KIT BLOQUEO EVALV SILENCIADOR | PZ | 68.5
91109109 |  | COPERCHIO SERBATOI SERIE 3000 | SONDE-GR. NEUE WHE SERIE 3000 | TANK COVER SERIES 3000 | BOUCHON RESERVOIR SERIE 3000 | TAPON DEPOSITO SERIE 3000 | PZ | 209
91109111 |  | GR. SONDA GALLEGG. SERB. H2O2 | GRUPPE SONDE SCHWIMMER | FLOATING PROBE H2O TANK GR. | GR. FLOTTEUR RESERVOIR H2O | GR. SONDA FLOTADOR TANQUE H2O2 | PZ | 41.5
91109114 |  | GR. SUPPORTO MANIGLIA | HANDGRIFF-TRAEGERGR. | HANDLE SUPPORT GR. | GR. SUPPORT POIGNEE | GR. SOPORTE MANIJA | PZ | 125
91109117 |  | FIRST AID KIT PER IL MEDICO SW | FIRST AID KIT FÜR DEN ARZT SW | SW DOCTOR'S F.A.K. | FIRST AID KIT POUR PRATIC. SW | FIRST AID KIT PARA MÉDICO SW | PZ | 222
91109118 |  | GR BACINELLA IN VETRO | GR. MUNDSPÜLBECKEN AUS GLAS | GLASS CUSPIDOR BOWL GR. | GR CRACHOIR EN VERRE | GR ESCUPIDERA DE VIDRIO | PZ | 270
91109119 |  | GR BRACCIO COMPLETO S320TR INT | KPL. ARMGRUPPE S320TR INT | S320TR INT COMPLETE ARM GR | GR. BRAS COMPLET S320TR INT | GR BRAZO COMPLETO S320TR INT | PZ | 2130
91109120 | (**) | GR. FUSTELLA PER TAGLIO PROTEZ | LOCHEISENGR SCHUTZSCHNITT | TOOL FOR PROTECTION CUTTING | GR. DECOUPE PROTECTION | GR TROQUEL CORTE PROTECC | PZ | 100
91109122 |  | GR BRACCIO COMPL S220TR ANALOG | GR. ARM KOMPL. S220TR ANALOG | S220TR ANALOG COMPL.ARM GROUP | GR BRAS COMPL S220TR ANALOG | GR BRAZO COMPL S220TR ANALÓG | PZ | 1760
91109123 |  | GR. EV H202 IGIENE | MAGNETVENT GR - H2O2 HYGIENE | EV GROUP - H2O2 HYGIEN | GR. EV. - H2O2 HIGIEN | GR E-VALVULA - H2O2 IGIENE | PZ | 170
91109124 |  | GR. BASE PEDALE | GRUNDPLATTE FUSSANLASSER | FOOT CONTROL BASE | BASE COMMANDE A PIED | GR. BASE PEDAL | PZ | 176
91109126 |  | GR. COPERCHIO PRECAMERA SERB 2 | ABDECKGR WHE | PRECAM CAP TANK 2 GROUP | GR.COUVERCLE PRECAM RESERV 2 | GR CUBERTURA WHE | PZ | 159
91109127 |  | GR. S1 + S2 2009 CON SONDE | SONDEGR S1+S2 | S1+S2 GROUP WITH PROBE 2009 | GR. S1+S2 AVEC SONDES 2009 | GR. SONDAS S1 + S2 | PZ | 660
91109131 |  | GR TAV. MEDICO S200 INT | ARZTELEMENT-GR S200 INT | DENTIST'S MODULE GR. S200 INT | GR. TABLETTE PRATICIEN S200INT | GR BANDEJA MEDICO S200 INT | PZ | 1180
91109132 |  | GR. PEDALINO BLOCCO ASPIRAZ. | FUSSHEBELKIT SAUGUNGSBLOCK. | PEDAL GR. FOR SUCTION BLOCKING | GR. PEDALE POUR BLOQUAGE ASP. | GR PEDAL BLOQUE ASPIRAC. | PZ | 111
91109133 |  | KIT AGGIORNAMENTO WHE BIANCO | KIT WHE UMRUESTUNG WEISS | WHE WHITE UPGRADING KIT | KIT MISE A JOUR WHE BLANC | KIT ACTUALIZACIÓN WHE BLANCO | PZ | 87
91109137 |  | GR. BRACCETTO LASER | LASER ARMEGR | LASER ARM GROUP | GROUPE BRAS LASER | GR BRAZO LASER | PZ | 79.5
91109138 |  | GR. O-RING MANIPOLO SATELEC | SATELEC HANDST O-RING DICHT GR | SATELEC HANDPIECE O-RING GR. | GR.O-RING PIECE A MAIN SATELEC | GR JUNTAS PIEZA DE MANO SATELE | PZ | 19.5
91109140 |  | GR. O-RING CORDONE MX | GR. O-RING SCHLAUCH MX | O-RING MX HANDP. TUBING GROUP | GR. O-RING CORDON MX | GR. O-RING CABLE MX | PZ | 15
91109141 |  | GRUPPO SUPPORTO TAV MEDICO INT | HALTERGR ARZTELEMENT INT | INT. DENTIST MOD. SUPPORT GR. | GR.SUP.TABLETTE PRATICIEN INT. | GR. SOPORTE BANDEJA MED INT | PZ | 665
91109142 |  | GR BRACCIO COMPLETO TR220 TINY | GR. ARM KOMPLETT TR220 TINY | TR220 TINY COMPL.ARM GROUP | GR BRAS COMPLET TR220 TINY | GR BRAZO COMPLETO TR220 TINY | PZ | 1730
91109143 |  | GRUPPO JOYSTICK POWER PEDAL | GR. JOYSTICK POWER PEDAL | POWER PEDAL JOYSTICK UNIT | GR.JOYSTICK POWER PEDAL | GRUPO JOYSTICK POWER PEDAL | PZ | 75
91109144 |  | GR. REGOLATORE DI FLUSSO | GR. FLUSSREGULIERUNG | FLOW REGULATION GROUP | GROUPE REGLAGE DE FLUX | GR. REGULADOR FLUJO | PZ | 7.5
91109147 |  | GR. COFANI BRACCIO PANTOGRAFO | GR. HAUBE DES PANTOGRAPHARMS | PANT. ARM COVERS UNIT | GR.CARTERS BRAS PANTOGRAPHE | GR CÁRTER BRAZO PANTÓGRAFO | PZ | 90.5
91109149 | (**) | DENTAL UNIT TESTER STERN | DENTAL UNIT TESTER STERN | STERN DENTAL UNIT TESTER | TESTEUR UNITE DE SOINS STERN | DENTAL UNIT TESTER STERN | PZ | 360
91109151 |  | GRUPPO KIT OR MM | KIT GRUPPE MM-OR | KIT GR MICROMOT OR | GR KIT JOINTS OR MICROMOTEUR | GR KIT OR MM | PZ | 10
91109153 |  | GR. ATTACCO FRONTALE | FRONTVERBING-GR | FRONT CONNECT GR | GR JONCT FRONT | GR CONEXION FRONT | PZ | 97.5
91109158 |  | GRUPPO SCHEDA IDRICO | GR. WASSEREINHEITSPLATINE | HYDRO BOARD GR. | GR.PLATINE HYDRIQUE | GR. TARJETA IDRICA | PZ | 458
91109159 |  | GR. NUOVO TAPPO + FILTRO CEFLA | SAUGFILTER MIT VERSCHLUSS | CEFLA GR. NEW PLUG + FILTER | NOUV. BOUCHON + FILTRE CEFLA | GR. NUEVO TAPA + FILTRO CEFLA | PZ | 29
91109160 |  | GR. NUOVO TAPPO FILTRO CONV. | SAUGFILTER MIT Y-VERSCHLUSS | NEW CONV FILTER PLUG GR | GR. NOUV. BOUCHON FILTRE CONV. | GR. GRIFO TAPA FILTRO CONV. | PZ | 15
91109163 |  | GR. TERMINALE GRANDE | ENSTUECKGRUPPE GROSS | TERMINAL GROUP BIG SIZE | GROUPE TERMINAL GRANDE TAILLE | GRUPO TERMINAL MEDIDA GRANDE | PZ | 21.5
91109164 |  | GR. TERMINALE PICCOLO | ENDSTUECKGRUPPE KLEIN | GREY SMALL HOSE HOLD TERMINAL | GR. TERMINAL PETITE TAILLE | GR. TERMINAL PEQUEÑO | PZ | 21.5
91109166 |  | GR TERMINALE GRAND COMPL | GR. ENDSTÜCK GROSS KOMPLETT | BIG SIZE COMPLETE TERMINAL | EMBOUT GROSSE CANULE COMPLET | TERMINAL GRANDE COMPLETO | PZ | 23.5
91109167 |  | GR. TERMINALE PICC COMPL | GR. ENDSTÜCK KLEIN KOMPLETT | SMALL SIZE COMPLETE TERMINAL | EMBOUT PETITE CANULE COMPLET | TERMINAL PEQUENO COMPLETO | PZ | 23.5
91109169 |  | GR.COLONNA SIDE DELIVERY | SIDE DELIVERY TRAGER GR. | SIDE DELIVERY COLUMN GROUP | GR. COLONNE SIDE DELIVERY | GRUPO COLUMNA SIDE DELIVERY | PZ | 1910
91109170 |  | GR.COLONNA SIDE DELIVERY | SIDE DELIVERY TRAGER GRUPPE | SIDE DELIVERY COLUMN GROUP | GR. COLONNE SIDE DELIVERY | GRUPO COLUMNA SIDE DELIVERY | PZ | 1850
91109174 |  | GR. BRACCIO COMPL. S320TR CONT | GR. ARM KOMPL. S320TR CONT | S320 TR CONT.ARM GROUP | GR. BRAS COMPL. S320TR CONT | GR BRAZO COMPL. S320TR CONT | PZ | 1760
91109176 |  | GR. BRACCETTO QUICK CONSOLLE | GR. SCHWINGB. QUICK BEDIENKONS | INSTR PANEL QUICK ARM GR | GR. BRAS QUICK CONSOLE | GR BRAZO QUICK CONSOLA | PZ | 191
91109177 |  | GR. COMPLETO EV CENTRALIZZATA | GRUPPE ZENTRAL-MV KOMPLETT | CENTRALIZED EV COMPLETE GR. | GR. COMPLET EV CENTRALISEE | GR. COMPLETO EV CENTRALIZADA | PZ | 169
91109184 |  | COPPIA VALVOLE SERBATOI | PAAR BEHÄLTERVENTILE | TANK VALVE COUPLE | PAIRE VALVES RESERVOIRS | PAR VÁLVULAS DEPÓSITOS | PZ | 12.5
91109185 |  | BRACCIO SINGOLO MULTIMEDIA | EINZELARM MULTIMEDIA | MULTIMEDIA SING. ARM | BRAS INDIVIDUEL MULTIMÉDIA | BRAZO ÚNICO MULTIMEDIA | PZ | 227
91109186 |  | BRACCIO DOPPIO MULTIMEDIA | DOPPELARM MULTIMEDIA | MULTIMEDIA DOUBLE ARM | BRAS DOUBLE MULTIMEDIA | BRAZO DOBLE MULTIMEDIA | PZ | 535
91109190 |  | TUBO ASP. D17 NO MET. L2300 | GROSSE KANULENGR. | BIG CANNULA GROUP | GR. CANULE GRAND FORMAT | GR CÁNULA GRANDE | PZ | 37
91109191 |  | TUBO ASP. D11,5 NO MET. L2300 | ABSAUGUNGSSCHLAUCH D11,5-L2300 | ASPIRATION HOSE D11,5 L2300 | TUYAU ASPIRATION D11,5 L2300 | TUBO ASPIRACION D11,5 L2300 | PZ | 33
91109192 |  | GR.SUPPORTO MANIGLIA VENUS LED | GR.GRIFFHALTER VENUS LED | HANDLE SUPPORT GR VENUS LED | GR. SUPPORT POIGNEE VENUS LED | GR. SOPORTE POMO VENUS LED | PZ | 34.5
91109193 |  | GR. NEGATOSCOPIO PANORAMICHE | GR. RÖNTGENBILDBETR. PAN-AUFN. | PANORAMIC NEGATOSCOPE GR. | GR. NEGATOSCOPE PANORAMIQUES | GR. NEGATOSCOPIO PANORAMICAS | PZ | 395
91109194 |  | GRUPPO ELIM. MANIGLIA 2009 | GRUPPE GRIFFENTFERNUNG 2009 | 2009 HANDLE ELIM. GR. | GROUPE ÉLIM. POIGNÉE 2009 | GRUPO ELIM. ASA 2009 | PZ | 46
91109195 |  | KIT O-RING CORDONE MICROMOTORE | KIT O-RING SCHLAUCH MIKROMOTOR | MICROMOTOR HOSE O-RING KIT | KIT O-RING CORDON MICROMOTEUR | KIT O-RING CORDON MICROMOTOR | PZ | 19
91109211 |  | COPPIA SCHEDE PEDALE WIRELESS | FUNKFUSSANLASSER KIT PLATINEN | WIRELESS FOOTCONTROL BOARDS | PLATINES PEDALE WIRELESS | TARJETAS PEDAL WIRELESS | PZ | 489
91109221 |  | TESTATA LAMP LED CON SENSORE | LAMPENKOPF MIT LED-SENSOR | LED LAMP HEAD WITH SENSOR | TETE LAMPE LED AVEC CAPTEUR | CABEZA LAMPARA LED C/ SENSOR | PZ | 1090
91109224 |  | GR. SENSORE BATT. PED. WIREL. | WIREL PEDAL FASSUNG BAT. SENS | WIRELESS FOOT CTRL BAT.SENS. | GR.CAPTEUR BATT. PED. WIREL. | GR.SENSOR BAT. PEDAL WIRELESS | PZ | 14.5
91109239 |  | GRUPPO FRENO PNEUM BRACCIO TAV | GR. LUFTBREMSE ARM INSTR.TRÄG. | MODULE ARM PNEUM BRAKE GR | GR.FREIN PNEUM. BRAS TABL. | GRUPO FRENO NEUM BRAZO BAND | PZ | 175
91109240 |  | GR.PERNO+POMELLO ARIA SPRAY | ZAPFEN- + DREHKN. SPRAYLUFT | SPRAY AIR PIN+KNOB SET | GR. AXE +BOUTON AIR SPRAY | GR PERNO+POMO AIRE SPRAY | PZ | 12
91109244 |  | GR. OTTICO VENUS LED | VENUS LED OPTISCHE GRUPPE | VENUS LED OPT. GROUP | GR. OPTIQUE VENUS LED | GR. OPTICO VENUS LED | PZ | 735
91109247 |  | SUPP STRUM INT COMPLETO 2013 | INSTRUMENTENTRAEG INT KOMP2013 | COMPL.INSTR.SUPPORT INT 2013 | SUPP. INSTR. INT. COMPLET 2013 | SUP. INSTR.INT. COMPLETO 2013 | PZ | 250
91109250 |  | GR. SERBATOIO H2O2 | GR. H2O2-BEHÄLTER | H2O2 TANK GR. | GR. RÉSERVOIR H2O2 | GR. DEPÓSITO H2O2 | PZ | 78.5
91109251 |  | GR FULL TOUCH INT CON CARTER | GR FULL-TOUCH INT MIT ABDECK. | FULL TOUCH INT GR W/COVER | GR FULL TOUCH INT AVEC CARTER | GR FULL TOUCH INT CON CÁRTER | PZ | 1400
91109253 |  | PULS. SMART + CARTER INT | BEDIENF. SMART + ABDECK. INT | SMART KEYPAD + INT COVER | CLAVIER SMART + CARTER INT. | BOTONERA SMART + CÁRTER INT | PZ | 495
91109264 |  | EV 2/2 NC ATT.3/8'' + FILTRO | MV 2/2 ANSCHLUSS 3/8' + FILTER | 2/2NC ATT.3/8' SOLEN.V.+FILTER | ÉV 2/2 NF RACC.3/8' + FILTRE | EV 2/2 NC CON.3/8' + FILTRO | PZ | 29.5
91109269 |  | RACC. INNESTO FONTAN. | ANSCHL. EINSATZ BECHERFÜLLER | CUP FILLER COUPLING | RACC. EMBOÎTEMENT FONTAIN. | EMPAL. UNIÓN FUENTE | PZ | 19.5
91109271 |  | GR MICROINT PNEUMATICO | PN. MIKROSCHALTERGRUPPE | PNEUM.MICRO-SWITCH GR. | GR MICRO-INT PNEUMATIQUE | GR MICROINT NEUMÁTICO | PZ | 27
91109273 |  | GR. SCHEDA IGIENE | GRUPPE HYGIENEPLATINE | HYGIENE BOARD GROUP | GR. PLATINE HYGIENE | GR.CIRCUITO IGIENE | PZ | 163
91109275 |  | GRUPPO MANIGLIA PNEUMATICA | GRUPPE PNEUMATISCHER GRIFF | PNEUMATIC HANDLE UNIT | GR. POIGNÉE PNEUMATIQUE | GR EMPUÑADURA NEUMÁTICA | PZ | 138
91109276 |  | SUPP COMPLETO FULL TOUCH CONT | KPL. TRÄGER FULL-TOUCH CONT | FULL TOUCH CONT COMPLETE SUPP. | SUPP. COMPLET FULL TOUCH CONT. | SOP COMPLETO FULL TOUCH CONT | PZ | 163
91109287 |  | GR. EV AGGIUNTIVA IGIENE | HYGIENE ZUSATZELEKTROVENTIL GR | HYGIENE EXTRA EV GR. | GR. EV ADDITIONNEL HYGIENE | GR. EV ADICIONAL HIGIENE | PZ | 160
91109288 |  | CORPO BACINELLA IN METALLO | SPEISCHALEKOERPER AUS METALL | METALLIC CUSPIDOR BOWL UNIT | CORPS CRACHOIR METALLIQUE | CUERPO ESCUPIDERA METALICA | PZ | 195
91109291 |  | GR.BRACCETTO 6° STRUMENTO | GR. 6. INSTRUMENT AERMCHEN | 6° INSTRUMENT LEVER KIT | GR. FOUET 6 EME INSTRUMENT | GR. PALANCA 6° INSTRUMENTO | PZ | 65
91109293 |  | GR.BRACCIO COMPL.S200(2009-11) | KOMPL.ARMGRUPPE S200 (2009-11) | COMPL ARM GR.S200(2009-11) | GR.BRAS COMPLET S200(2009-11) | GR.BRAZO COMPL. S200(2009-11) | PZ | 1360
91109294 |  | GR.COMPLET. PER RX INTEGRATO | KMPL. GR. F. INTEGR. RÖNTG.G. | INTEGRATED RX COMPLETE GR. | GR.COMPL. POUR RX INTÉGRÉ | GR.TERMIN. PARA RX INTEGRADO | PZ | 610
91109307 |  | GR.FRENO BRACCIO MEDICO TINY | ARZTARM BREMSEGRUPPE TINY | BRAKE GR. DOCT ARM TINY | GR. FREIN BRAS PRATIC. TINY | GR. FRENO BRAZO DOCT. TINY | PZ | 37.5
91109309 |  | BRACCIO S280 INT SERIE 2013 | ARM S280 INT. SERIE 2013 | S280 INTERN 2013 SERIES ARM | BRAS S280 INT. SÉRIE 2013 | BRAZO S280 INT. SER. 2013 | PZ | 1890
91109310 |  | BRACCIO S280 CONT SERIE 2013 | ARM S280 CONT SERIE 2013 | S280 CONT 2013 SERIES ARM | BRAS S280 CONT. SÉRIE 2013 | BRAZO S280 CONT. SER. 2013 | PZ | 2030
91109311 |  | BRACCIO S300 S320 CONT 2013 | ARM S300 S320 CONT. SERIE 2013 | S300 S320 CONT SERIES 2013 ARM | BRAS S300 S320 CONT 2013 | BRAZO S300 S320 CONT. 2013 | PZ | 1990
91109312 |  | BRACCIO S300/S320 INT 2013 | ARM S300/S320 INT. SERIE 2013 | S300/S320 INT. SERIES 2013 ARM | BRAS S300/S320 INT. SÉRIE 2013 | BRAZO S300/S320 INT. SER. 2013 | PZ | 1890
91109313 |  | KIT 8 PZ FILTRO ASPIRAZIONE | KIT 8 STK FILTER ABSAUGUNG | KIT 8 PCS SUCTION FILTERS | KIT 8 PCS FILTRE ASPIRATION | KIT 8 PCS FILTROS ASPIRACION | PZ | 42
91109317 |  | TAPPO NON APPL. BACINELLA | VERSCHL. FEHL. MUNDSP.B. | NO CUSPIDOR PLUG | BOUCHON NON APPL. CRACHOIR | TAPÓN NO APL. ESCUPIDERA | PZ | 275
91109321 |  | KIT 2 TUBI D11-L1,9 TERMODIS. | KIT 2 SCHL D11-L1,9 THERMODES. | SET 2 THERMODIS.HOSES D11-L1,9 | KIT 2 TUY.D11-L1,9 THERMO-DÉS. | KIT 2 TUBOS D11-L1,9 TERMODES. | PZ | 160
91109322 |  | KIT 2 TUBI D17-L1,9 TERMODIS. | KIT 2 SCHL. D17-L1,9 THERMODES | SET 2 THERMODIS.HOSES D17-L1,9 | KIT 2 TUY.D17-L1,9 THERMO-DÉS. | KIT 2 TUBOS D17-L1,9 TERMODES. | PZ | 165
91109324 |  | GR. VALVOLA MANUALE | GR. MAN. TANK-LUFTVENTIL | GROUP MANUAL VALVE AIR TANK | GR. VALVE MAN. AIR RESERV. | GR. VALVULA MANUAL TANQUE AIRE | PZ | 62
91109325 |  | GR. VALVOLA MANUALE | GR. MAN. BYPASSVENTIL | VALVE MANUAL GR. BY PASS | GR.VALVE MANUELLE BY PASS | GR. VALVULA MANUAL BY PASS | PZ | 62
91109330 |  | KIT INT GENERALE+CARTER | KIT HAUPTSCHALTER + ABDECKUNG | GEN INTERRUPT+CARTER KIT | KIT INTERUPT. GENERAL + CARTER | KIT INTERUPT. GENERAL + CARTER | PZ | 108
91109331 |  | KIT O-RING ATTACCO CANULE | KIT O-RING KANÜLENANSCHLUSS | O-RING KIT CANNULA CONNECTION | KIT JOINT TORIQUE RACC CANULES | KIT JUNTA TÓRICA CONEX.CÁNULAS | PZ | 3.9
91109332 |  | KIT COPPIA O-RING TERM. CANULE | O-RINGSPAAR KANÜLENENDSTUECK | KIT PAIR O'RING TERM.CANNULAS | KIT COUPLE O'RING TERM CANULE | ASPIRAC. NEUMATICA 2 CANULAS | PZ | 3
91109333 |  | GR. DECONATAMINAZIONE RIUNITI | GR. DEKONT. BEHANDL.EINH. | DENTAL UNITS DECONTAMINAT. GR. | GR. DÉCONTAM. UNITÉS DE SOINS | GR. DESCONTAMINACIÓN EQUIPOS | PZ | 228
91109334 |  | KIT CUSCINETTI COLONNA CART | LAGERKIT CART-STÄNDER | BEARINGS KIT CART COLUMN | KIT ROULEMENTS COLONNE CART | KIT RODAMIENTO COLUM. CART | PZ | 74
91109338 |  | GR SWITCH PEDANA EMERGENZA | GR NOTFALL SWITCH TRITTBRETT | SWITCH GR. EMERGENCY PLATFORM | GR SWITCH PEDANE EMERGENCE | GR INTERRUPT PEDAL EMERGENCIA | PZ | 73
91109342 |  | GR. SUPP. SCHEDA ALIM.MONITOR | HALTERUNGSGR. MONITOR-VERSORGU | MONITOR POWER BOARD SUP. GRP | GR.SUPP.PLAT.ALIM.ECRAN | GR. SOP. TARJ ALIM. MONITOR | PZ | 13
91109344 |  | GR. SUPPORTO ZEN-X INTEGRATO | GR. INTEGR. ZEN-X ABSTÜTZUNG | INTEGR.ZEN-X SUPPORT GR. | GR.SUPPORT ZEN-X INTEGR. | GR.SOPORTE ZEN-X INTEGR. | PZ | 750
91109345 |  | GR.BRACCETTO QUICK PER FULL | FAST ARM GRUPPE FUER FULL | QUICK ARM GR. FOR FULL | GR.BRAS QUICK POUR FULL | GR. BRAZO QUICK PARA FULL | PZ | 117
91109347 |  | GR. SCHIENALE | RUCKLEHNE GRUPPE | BACKREST GROUP | GR. DOSSIER | GR. RESPALDO | PZ | 479
91109350 |  | GR. ANTIVIBRANTI GAMBALE | GR. VIBRATIONSDÄMPF.SYS.BEINLE | LEGREST ANTIVIBRATING GR. | GR. AMORTISS. VIBRAT. JAMBIÈRE | GR. ANTIVIBRAC. REPOSAPIERNAS | PZ | 31
91109352 | (**) | COMPL. TRASPORTO RIUNITI TERRA | GR KOMPLETT TRANSPORT KLASSE L | CLASS L TRANSPORT COMP. GROUP | GR.COMPL.TRANSPORT CLASSE L | GRUPO COMP. TRANSPORTE CLASE L | PZ | 140
91109356 | (**) | KIT LEVE TRASP POLTR/RIUNITI | KIT SES./EINHEIT TRANSP. HEBEL | CHAIR/D.UNIT TRANSP. LEVER KIT | KIT LEVIERS MOUV.FAUT/UNITE | KIT PALAN. TRANP.SILLON/EQUIPO | PZ | 200
91109358 |  | GR BRACCIO FISSO RX DC A RIUN | GR. EINHEIT RX DC FEST ARM | GR FIX ARM RX DC REUN. | GR BRAS FIXE RX DC INT. | GR BRAZO FIJO DC REUN. | PZ | 439
91109359 |  | BRACCIO S200 CONT/INT MANUALE | MANUAL ARM S200 CONT/INT | MANUAL ARMREST S200 CONT/INT | BRAS S200 CONT/INT MANUEL | BRAZO S200 CONT/INT MANUAL | PZ | 1370
91109360 |  | BRACCIO S200 CONT/INT PNEUMAT | REIFEN ARM S200 CONT/REST | PNEUMAT ARMREST S200 CONT/INT | BRAS S200 CONT/INT PNEUM. | BRAZO S200 CONT/REST NEUMATICO | PZ | 1420
91109363 |  | COLONNA SUPPORTO SCHIENALE | SÄULE RÜCKENLEHNENHALTER | BACKREST SUPP. COLUMN | COLONNE SUPPORT DOSSIER | COLUMNA SOPORTE RESPALDO | PZ | 189
91109372 |  | GR. BRACCIO MANUALE | MANUELLER ARM GR. | MANUAL ARMREST GROUP | GR. BRAS MANUEL | GRUPO BRAZO MANUAL | PZ | 945
91109374 |  | BRACCIO S200 CONT/INT MANUALE | S200 CONT/INT MANUELLER ARM | S200 MANUAL CONT INT ARMREST | BRAS S200 CONT/INT MANUEL | BRAZO S200 CONT INT MANUAL | PZ | 1430
91109375 |  | BRACCIO S200 CONT/INT PNEUMATI | PNEUMATIK CONT/INT S200 ARM | S200 PNEUMAT CONT INT ARMREST | BRAS S200 CONT/INT PNEUMATIQUE | BRAZO S200 CONT INT NEUMATICO | PZ | 1490
91109376 |  | BRACCIO S280-S380 TRC CONT | S280-S380 TRC CONTINENTAL ARM | TRC ARMREST S280-S380 CONT | BRA S280-S380 TRC CONT | BRAZO S280-S380 TRC CONT | PZ | 1770
91109377 |  | BRACCIO S280-380 TRC INTERN | S280-230 TRC INTERN ARM | TRC ARMREST S280-380 INT | BRAS S280-S380 TRC INT | BRAZO S280-S380 TRC INT | PZ | 1870
91109378 |  | BRACCIO S300 S320 CONTINENTAL | CONTINENTAL S300 S320 ARM | S300 S320 ARMREST CONTINENTAL | BRAS S300 S320 CONTINENTAL | BRAZO S300 S320 CONTINENTAL | PZ | 1950
91109379 |  | BRACCIO S300 S320 INTERNATION | INTERNATIONAL S300 S320 ARM | S300 S320 ARMREST INTERNATIONA | BRAS S300 S320 INTERNATIONAL | BRAZO S300 S320 INTRNATIONAL | PZ | 1770
91109380 |  | BRACCIO HYBRID - LEFT PACK | HYBRID - LEFT PACK ARM | HYBRID ARMREST - LEFT PACK | BRAS HYBRID - LEFT PACK | BRAZO HYBRID - LEFT PACK | PZ | 1770
91109393 |  | SUPP FULL TOUCH CONT REVERS. | CONT. REVERS. FULL TOUCH ABST | FULL TOUCH CONT.REVERS.SUPP. | SUPP. FULL TOUCH CONT REVERS | SOPORTE FULL TOUCH CONT REVERS | PZ | 244
91109396 |  | GR. COLONNA SIDE DELIVERY | GR. SÄULE SIDE DELIVERY | SIDE DELIVERY COLUMN GR. | GR. COLONNE SIDE DELIVERY | GR. COLUMNA SIDE DELIVERY | PZ | 1700
91109397 |  | GR. FLANGIA SERBATOIO 1LT | 1LT BEHALTERFLANSCH GR. | 1LT TANK FLANGE GROUP | GR. BRIDE RESERVOIR 1LT | GRUPO BRIDA TANQUE 1LT | PZ | 56
91109398 |  | KIT RINFORZO COLONNA CART | KIT SÄULEVERSTÄRKUNG CART | CART SUPPORT | SUPPORT CART | KIT SOPORTE COLUMNA CART | PZ | 38
91109399 | (**) | KIT TRASPORTO POLTRONA | KIT TRANSPORT P.STUHL | DENTAL CHAIR TRANSPORTING KIT | KIT TRANSPORT FAUTEUIL | KIT TRANSPORTE SILLÓN | PZ | 253
91109400 |  | GR. BLOCCH. EV LAVAGGIO CANULE | GR. BLOCK MV KANÜLENSPÜLUNG | CANNULAE WASHING EV BLOCK GR. | GR. BLOC. ÉV LAVAGE CANULES | GR. BLOQ. EV LAVADO CÁNULAS | PZ | 220
91109401 | (**) | KIT BASE SOST MOTORE SOLLEV | BASISKIT ERSATZ HEBEMOTOR | MOTOR LIFT KIT | KIT BASE SUPP MOTEUR LEV | KIT BASE SUST MOTOR ELEV | PZ | 322
91109409 | (**) | COMPL SOST PISTONE SOLLEV | ERGÄNZ. STÜTZE KOLBEN HEBEN | DAMA AMBI COMPL.PISTON REPLAC. | COMPL SUPP PISTON LEV | TERM SUST PISTÓN ELEVAC | PZ | 200
91109413 |  | GR BACINELLA MANUALE CERAMICA | GR. MUNDSP.B. MAN. KERAMIK | MANUAL CERAMIC CUSPIDOR GR. | GR CRACHOIR MANUEL CÉRAMIQUE | GR ESCUPIDERA MANUAL CERÁMICA | PZ | 490
91109414 |  | GR BACINELLA MOTORIZ CERAMICA | MUNDSP.B. MOTOR. KERAMIK | MOTOR.CERAMIC CUSPIDOR GR. | GR CRACHOIR MOTORIS CÉRAMIQUE | GR ESCUPIDERA MOTORIZ CERÁMICA | PZ | 775
91109417 |  | KIT ANTI-RUMORE SEGG. MOD.7 | KIT GERÄUSCHSCHUTZ SITZ MOD.7 | NO-NOISE KIT FOR STOOL MOD.7 | KIT ANTI-BRUIT SIÈG. MOD.7 | KIT ANTIRRUIDO ASIEN. MOD.7 | PZ | 10
91109422 |  | GR. MANIGLIA CON SENSORE | GRIFF MIT SENSOR GRUPPE | HANDLE GROUP WITH SENSOR | GR. POIGNÉE AVEC CAPTEUR | GR. ASA CON SENSOR | PZ | 91.5
91109423 |  | GR. MANIGLIA STANDARD | GR. HANDGRIFF STANDARD | STANDARD HANDLE GR. | GR. POIGNÉE STANDARD | GR. ASA ESTÁNDAR | PZ | 58.5
91109424 |  | GR MOTORE SCH + POTENZIOMETRO | GR. RÜCKENLEHNENMOTOR + POTI | GEARMOTOR GR+POTENT. | GR. MOTEUR DOSSIER+POTENTIOM. | GR. MOTOR TARJ + POTENCIOM. | PZ | 464
91109425 |  | GR. CARTER SOTTOSEDILE | GR. ABDECK. UNTERSITZ | UNDERSEAT CARTER GR. | GR. CARTER DESSOUS SIÈGE | GR. CÁRTER BAJO ASIENTO | PZ | 300
91109428 |  | GR.POTENZIOMETRO ROTAZ. SEDUTA | GR. POTENTIOMETER STUHL DREH. | POTENTIOMETER ROTAT. SEAT GR. | GR.POTENT.ROTATION FAUT. | GR.POTENCIOMET. ROTAC. ASIENTO | PZ | 104
91109429 |  | GR.BASE INF. POMPA H2O2 | GR. UNTERBASIS PUMPE H2O2 | LOWER BASE GRP H202BOMB | GR. BASE INF. POMPE H2O2 | GR. BASE INF. BOMBA H2O2 | PZ | 31
91109430 |  | FITTINGS FOR MED V/BARCO REPL | FITTINGS FOR MED V/BARCO REPL | FITTINGS FOR MED V/BARCO REPL | FITTINGS FOR MED V/BARCO REPL | FITTINGS FOR MED V/BARCO REPL | PZ | 180
91109433 |  | GR.CARTER SOTTOSEDUTA | GR. ABDECK. UNTER SITZFLÄCHE | UNDERSEAT CARTER GR. | GR.CARTER DESSOUS ASSISE | GR.CÁRTER BAJO ASIENTO | PZ | 148
91109434 |  | GR.CARTER SOTTOSEDUTA - SIDE D | GR. ABD. UNT. SITZFL. - SIDE D | D SIDE - UNDERSEAT CARTER GR. | GR.CARTER DESS ASSISE - SIDE D | GR.CÁRTER BAJO ASIENT - SIDE D | PZ | 143
91109437 |  | GR. PRED. ASPIRAZIONE ISOLITE | GR. AUSLEG. ISOLITE-ABSAUGUNG | ISOLITE SUCTION GR. | GR. PRÉD. ASPIRATION ISOLITE | GR. PREP. ASPIRACIÓN ISOLITE | PZ | 90
91109439 |  | GR. SOTTOSEDILE DA SERIE 2015 | GR. SITZUNTERT. AB SERIE 2015 | 2015 SERIES UNDERSEAT GR. | GR. DESSOUS SIÈGE SÉRIE 2015 | GR. BAJO ASIENTO DE SERIE 2015 | PZ | 419
91109440 |  | BRACCIO MANUAL S220 SERIE 2013 | ARM MANUAL S220 SERIE 2013 | S220 SERIES 2013 MANUAL ARM | BRAS MANUEL S220 SERIE 2013 | BRAZO MAN.S220 SERIE 2013 | PZ | 1500
91109441 |  | BRACCIO MANUAL S220 SERIE 2015 | ARM MANUAL S220 SERIE 2015 | S220 SERIES 2015 MANUAL ARM | BRAS MANUEL S220 SERIE 2015 | BRAZO MAN.S220 SERIE 2015 | PZ | 1520
91109442 |  | BRACCIO PNEUM S220 SERIE 2015 | PNEUM. ARM S220 SERIE 2015 | S220 SERIES 2015 PNEUM.ARM | BRAS PNEUM.S220 SERIE 2015 | BRAZO NEUM. S220 SERIE 2015 | PZ | 1470
91109443 |  | BRACCIO PNEUM S220 SERIE 2013 | PNEUM. ARM S220 SERIE 2013 | S220 SERIES 2013 PNEUM.ARM | BRAS PNEUM.S220 SERIE 2013 | BRAZO NEUM. S220 SERIE 2013 | PZ | 1480
91109445 |  | BRAC IDR AMBIDEST NO TUBI-CAVI | ARM W.EINH. BEIDH. OHNE S.-KAB | HYDR.AMBIDEXTR.ARM(NO TUBES) | BRAS HYDR.AMBID.SANS TUY+CABL+ | BR.HIDR.AMBID.SIN TUBOS Y CABL | PZ | 860
91109447 |  | BOCCOLA FISSAGGIO CONSOLLE | BÜCHSE KONSOLE-BEFESTIGUNG | CONSOLLE FIXING BUSHING | DOUILLE FIXATION CONSOLE | ARANDELA DE FIJACIÓN CONSOLA | PZ | 53.5
91109448 |  | RACCORDO A T (2 X D5 - 1 X D4) | T-VERBINDUNG (2 X D5 - 1 X D4) | T CONNECTION (2 X D5 - 1 X D4) | RACCORD A T (2 X D5 - 1 X D4) | JUNTO A T (2 X D5 - 1 X D4) | PZ | 12.5
91109449 |  | SET MANIGLIE + SUPPORTI ALYA | SET HANDGRIFFE + UNTERST. ALYA | HANDLES SET + ALYA SUPPORTS | SET POIGNEES + SUPPORTS ALYA | SET MANGOS + SOPORTES ALYA | PZ | 525
91109450 |  | GR.SPORTELLO IDRICO APRIBILE | GEOFF. WASSERTUER GRUPPE | OPENING HYDRIC DOOR GR. | GR.PORTE HYDR.OUVRANTE | GR. PUERTA IDRICO MOVIL | PZ | 123
91109451 |  | GR.SPORTELLO IDRICO FISSO | FESTE WASSERTÜR GRUPPE | FIXED HYDRIC DOOR GR. | GR,PORTE HYDR.FIXE | GR. PUERTA IDRICO FIJA | PZ | 125
91109454 |  | GR. EV POLTRONA SEMI-IDRAULICA | SEMI HYDRAULISCHE EV STUHL GR. | SEMI HYDRAULIC EV CHAIR GR. | GR EV FAUTEUIL DEMI-HYDRAULIQU | GR. EV SILLON SEMI-HYDRAULICA | PZ | 364
91109456 |  | GR.BRACCIO SHORT ARM (S) | GR. KURZ ARM (S) | SHORT ARM GR. (S) | GR.BRAS COURT (S) | GR. BRAZO CORTO (S) | PZ | 2510
91109457 |  | GR.BRACCIO SHORT ARM (TR) | GR. KURZ ARM (TR) | SHORT ARM GR. (TR) | GR.BRAS COURT (TR) | GR. BRAZO CORTO (TR) | PZ | 2460
91109458 |  | GR.BRACCIO SHORT ARM (TRC) | GR. KURZ ARM (TRC) | SHORT ARM GR. (TRC) | GR. BRAS COURT (TRC) | GR. BRAZO CORTO (TRC) | PZ | 2430
91109461 |  | PULSANT FULL TOUCH+CARTER CONT | FULL-TOUCH-TASTE + CARTER WEIT | BUTTON FULL TOUCH+CARTER CONT | CLAVIER FULL TOUCH+CARTER CONT | BOTON FULL TOUCH+CARTER CONT | PZ | 510
91109462 |  | PULSANT FULL TOUCH+CARTER INT | FULL TOUCH TASTE + CARTER INT | BUTTON FULL TOUCH+CARTER INT | CLAVIER FULL TOUCH+CARTER INT | BOTON FULL TOUCH+CARTER INT | PZ | 600
91109464 |  | GR ATT SERBATOIO SENZA SONDA | TANKGRUPPE OHNE SONDE | TANK JUNCTION GR.WITHOUT PROBE | GR.RACC.RESERV.SANS SONDE | GR. JUNTURA TANQUE SIN SONDA | PZ | 43
91109465 |  | KIT SONDA SERB. H2O DISTILLATA | DIST.WASSER TANK SONDE KIT | DISTILLED WAT TANK PROBE KIT | KIT SONDE RESERV.EAU DISTILLEE | KIT SONDA TANQUE AGUA DISTILAD | PZ | 114
91109469 |  | BAC MAN CON SENSORE (CERAMICA) | HANDSCHALE MIT SENSOR(KERAMIK) | MAN CUSP WITH SENSOR(CERAMICS) | CRACHOIR MAN.AVEC SENS.(CERAM) | ESCUP MAN CON SENSOR(CERAMICA) | PZ | 423
91109472 |  | BAC MOT CON SENSORE (CERAMICA) | HANDSCHALE MIT SENSOR(KERAMIK) | MOT CUSP WITH SENSOR(CERAMICS) | CRACHOIR MOT.AVEC SENS.(CERAM) | ESCUP MOT CON SENSOR(CERAMICA) | PZ | 530
91109475 |  | BACINELLA MANUALE (CERAMICA) | HANDBUCHE SPEISCHALE (KERAMIK) | MANUAL CUSPIDOR (CERAMIC) | CRACHOIR MANUEL (CERAMIQUE) | ESCUPIDERA MANUAL (CERAMICA) | PZ | 473
91109476 |  | BACINELLA MOTORIZ. (CERAMICA) | MOTORIS.SPEISCHALE (KERAMIK) | MOTOR. CUSPIDOR (CERAMIC) | CRACHOIR MOTORISE(CERAMIQUE) | ESCUPIDERA MOTORIZ (CERAMICA) | PZ | 795
91109477 |  | BRACCIO S280-380 TRC CONT | ARM S280-380 TRC CONT. | S280-380 TRC CONT ARM | BRAS S280-380 TRC CONT | BRAZO S280-380 TRC CONT | PZ | 2070
91109478 |  | BRACCIO S280-380 TRC INTERN | ARM S280-380 TRC INTERN. | S280-380 TRC INTERN ARM | BRAS S280-380 TRC INT | BRAZO S280-380 TRC INTERN | PZ | 2140
91109479 | (**) | COMPL SOST MOTORE SERIE 2019 | KPL. MOTORERSATZ SERIE 2019 | 2019 RANGE COMPL. MOTOR REPLAC | COMPL.SUBST. MOTEUR SERIE 2019 | COMPL. SUBST. MOTOR SERIE 2019 | PZ | 70
91109480 | (**) | KIT SOST MOTORE SOLLEVAMENTO | ERSETZ.MOTOR HEBEN KIT | REPLACEM MOTOR LIFTING KIT | KIT REMPLAC.MOTEUR LEVAGE | KIT REEMPL.MOTOR ELEV. | PZ | 389
91109481 |  | GR.BRACCIO SHORT CONTINENTAL | GR. ARM SHORT CONTINENTAL | CONTINENTAL SHORT ARM GR | GR.BRAS SHORT CONTINENTAL | GR.BRAZO SHORT CONTINENTAL | PZ | 2420
91109484 |  | GR.MANIGLIA (CON SENSORE) | GRIFF-GR. (MIT SENSOR) | HANDLE GROUP (WITH SENSOR) | GR.POIGNEE (AVEC CAPTEUR) | GR. ASA (CON CAPTADOR) | PZ | 135
91109487 |  | GR.BRACC. STRUM.(CON ARRESTO) | GR. INSTRUM.ARM (MIT ANSCHLAG) | GR. INSTRUM. ARM (WITH BLOCK) | GR. BRAS INSTR. (AVEC ARRET) | GR.BRAZO INSTR. (CON ARRESTO) | PZ | 136
91109489 |  | GR.PEDANA SICUREZZA CON MICRO | GR. SICHERHEITSBRETT MIT MIKRO | SAFETY PLATFORM GR. WITH MICRO | GR.PLAQUE DE SEGUR.AVEC MICRO | GR.PLATAFORMA EMERG CON MICRO | PZ | 140
91109490 |  | COLONNA SUPPORTO SCHIENALE | SÄULE RUCKENLEHNENSTÜTZE | BACKREST SUPPORT COLUMN | COLONNE SUPPORT DOSSIER | COLUMNA SOPORTE RESPALDO | PZ | 248
91109491 |  | KIT SCHIENALE NORDIC | NORDIC RUECKENLEHNE KIT | NORDIC BACKREST KIT | KIT DOSSIER NORDIC | KIT.RESPALDO NORDIC | PZ | 610
91109492 |  | KIT SCHIENALE STANDARD S.W. | SW STANDARD RUECKENLEHNE KIT | SW STANDARD BACKREST KIT | KIT DOSSIER STANDARD SW | KIT RESPALDO ESTANDAR SW | PZ | 685
91109494 |  | GR.COFANO ALLACCIAMENTI | SCHUTZ ANSCHLUSSGR. | CONNECTIONS CARTER GR. | GR.CARTER BRANCHEMENTS | GR.CARTER CONEXIONES | PZ | 173
91109495 |  | GR.PEDANA SICUREZZA HYBRID | GR. SICHERHEITSBRETT HYBRID | HYBRID SAFETY PLATFORM GR. | GR.PLAQUE SEGUR. HYBRID | GR.PLATAFORMA SEGUR.HYBRID | PZ | 457
91109496 |  | GR.BRACCETTO QUICK PER FULL | QUICK-ARM-GR. FÜR FULL | QUICK FOR FULL ARM GROUP | GR.PETIT BRAS QUICK POUR FULL | GR.BRAZO QUICK PARA FULL | PZ | 74
91109498 |  | GR. MODULO TURBINA | GR. TURBINENMODUL | TURBINE MODULE GROUP | GR.MODULE TURBINE | GR. MÓDULO TURBINA | PZ | 261
91109499 |  | GR. MODULO MICROMOTORE | MIKROMOTORMODUL-GR. | MICROMOTOR MODULE GROUP | GR.MODULE MICROMOTEUR | GR.MODULO MICROMOTOR | PZ | 196
91109500 |  | GR. MODULO ABLATORE | ZEG- MODULGRUPPE | SCALER MODULE GR. | GR. MODULE DETARTREUR | GR. MODULO ULTRASONIDO | PZ | 130
91109501 |  | GR. MODULO TURBINA | TURBINENMODUL-GR. | TURBINE MODULE GR. | GR.MODULE TURBINE | GR. MÓDULO TURBINA | PZ | 254
91109502 |  | GR. MODULO MICROMOTORE | MIKROMOTORMODUL-GR. | MICROMOTOR MODULE GR. | GR.MODULE MICROMOTEUR | GR. MODULO MICROMOTOR | PZ | 174
91109503 |  | GR. MODULO ABLATORE | ZEG-MODUL-GR. | SCALER MODULE GR. | GR.MODULE DETARTREUR | GR. MODULO ULTRASONIDO | PZ | 128
91109504 |  | GR. MODULO ABLATORE CON F.O. | MODULGR. ZEG MIT O.F. | SCALER MODULE GR. WITH O.F. | GR.MODULE DETARTREUR AVEC F.O. | GR. MODULO ULTRASON. CON F.O. | PZ | 148
91109505 |  | GR. SUPPORTO + TRAY INOX | GR. HALTER + EDELSTAHL-TRAY | SUPPORT GROUP + INOX TRAY | GR.SUPPORT + TRAY INOX | GRUPO SOPORTE+BAND.INOX | PZ | 105
91109508 |  | GR.PLASTICA+PULSANTIERA ASS.3S | 3S HELF PLASTIK GR+SCHALTTAFEL | PLASTICS GR.+KEYBOARD GR. 3S | GR.PLAST.+CLAVIER ASS.3S | GR.PLASTICO+TECLADO ASS.3S | PZ | 95
91109509 |  | GR.PLASTICA+PULSANTIERA ASS.5S | 5S HELF PLASTIK GR+SCHALTTAFEL | PLASTICS GR.+KEYBOARD GR. 5S | GR.PLAST.+CLAVIER ASS.5S | GR.PLASTICO+TECLADO ASS.5S | PZ | 164
91109511 |  | GR. EV CENTRALIZZATA (24VDC) | GR. ZENTRALMAGNETVENTIL(24VDC) | CENTRALIZED VALVE GR. (24VDC) | GR. EV CENTRALISE (24VDC) | GR. EV CENTRALIZADA (24VDC) | PZ | 122
91109512 |  | GR.PANTOGR. BRACCIO ASSISTENTE | GR. PANTOGR. HELFERINNENARM | GR.PANTOGR. ASSISTANT ARM | GR.PANTOGR. BRAS. ASIST. | GR.PANTOGR. BRAZO ASISTENTE | PZ | 560
91109513 |  | GR.PANTOGR. BRACCIO ASSISTENTE | GR. PANTOGR. HELFERINNENARM | GR.PANTOGR. ASSISTANT ARM | GR.PANTOGR. BRAS ASIST. | GR.PANTOGR. BRAZO ASISTENTE | PZ | 481
91109514 |  | GR.BAC. MOT. (BIANCA+SENS.) | GR. MUNDSPÜLB. (WEISS+SENS.) | GR. CUSP. MOT. (WHITE+SENS) | GR.CRACHOIR MOT.(BLANCHE+CAPT. | GR.ESCUP.MOT (BLANCA+CAPT) | PZ | 585
91109515 |  | GR.BAC. MAN. (BIANCA+SENS.) | GR. MAN. MUND.B. (WEISS+SENS.) | GR. MAN CUSPIDOR (WHITE+SENS) | GR.CRACHOIR MAN.(BLANCHE+CAPT) | GR.ESCUP. MAN. (BLANCA+CAPT) | PZ | 481
91109520 |  | FONTANELLA BICCHIERE (CROMATA) | GLAS BRUNNEN (VERCHROMT) | GLASS FOUNTAIN (CHROMED) | FONTAINES VERRE CHROMÉ | FUENTES VASO (CROMATO) | PZ | 121
91109523 |  | EV ARIA/ACQUA SPRAY | WASSER/LUFT EV SPRAY | AIR/WATER SPRAY VALVE | EV AIR/EAU SPRAY | ELECTROVALVULA AIRE/AGUA ESPR. | PZ | 80.5
91109524 |  | SENSORE VOLUMETRICO | VOLUMETRISCHER SENSOR | VOLUMETRIC SENSOR | CAPTEUR VOLUMETRIQUE | CAPTADOR VOLUMETRICO | PZ | 99
91109525 |  | GR.PANTOGR. BRACCIO ASSISTENTE | ASSISTENT ARM PANTOGRAPH GR. | GR.PANTOGR. ASSISTANT ARM | GR.PANTOGR. BRAS ASIST. | GR.PANTOGR. BRAZO ASISTENTE | PZ | 655
91109526 |  | POMPA DOSATRICE H2O2 | H2O2 SPENDERIN PUMPE | H2O2 DOSING PUMP | POMPE DOSEUR H2O2 | BOMBA DOSIF. H2O2 | PZ | 163
91109527 |  | GR. SNODO TESTA SCIALITICA | SCHATTENLOS KOPF GELENK GR. | SCIALYTIC HEAD JUNCTION GR. | GR. JONCTION TETE SCIALITIQUE | GR.INTERS. CABEZA ESCIALITICA | PZ | 143
91109528 |  | TESTA VENUS PLUS LED MCT (LIN) | KOPF VENUS PLUS LED MCT (LIN) | MCT LED PLUS VENUS HEAD (LIN) | TETE VENUS PLUS LED MCT (LIN) | CABEZA VENUS PLUS LED MCT(LIN) | PZ | 745
91109529 |  | TESTA VENUS LED MCT (CAN E CL) | KOPF VENUS LED MCT (CAN U. CL) | MCT LED VENUS HEAD (CAN & CL) | TETE VENUS LED MCT(CAN+CL) | CAB.VENUS LET MCT (CAN+CL) | PZ | 800
91109530 |  | COPERCHIO PRECAMERA SERIE W | W SERIE VORKAMMER DECKEL | W SET PRE-CHAMBER LID | COUVERCLE PRECAMERA SERIE W | TAPA PRECAMARA SERIE W | PZ | 133
91109531 |  | GR. COPERCHIO SERBATOI SERIE W | W SERIE BEHAELTER DECKEL GR. | W SET TANKS LID GR.COVER | GR.COUVERCLE RESER.SERIE W | GR. TAPA TANQUES SERIE SW | PZ | 292
91109532 |  | BLOCCHETTO DISTRIBUTORE IDRICO | WASSERVERTEILER KLEINER BLOCK | SMALL WATER SUPPLIER BLOCK | BLOC DISTRIBUTEUR HYDRIQUE | BLOQUE DISTRIB. HIDRICO | PZ | 21
91109533 |  | GR.EV PRESSIONE H2O DISTILLATA | DESTILLIERTES H2O DRUCK EV GR. | DISTILLED WATER PRESSURE EV GR | GR.EV PRESSION H2O DISTILLEE | GR. EV. PRESION H2O DESTILADA | PZ | 113
91109534 |  | GR. EV BY-PASS CON VNR | GR. MV BYPASS MIT R.S.VENT. | VNR BY-PASS EV GR. | GR.EV BY-PASS AVEC VNR | GR. EV. BY-PASS CON VNR | PZ | 127
91109535 |  | GR. SONDA MAX SERBATOIO IGIENE | HYGIENE BEHAELTER MAX SONDE GR | HYGIENE TANK MAX PROBE GR | GR.SONDE MAX RESERVOIR HYGIENE | GR. SONDA MAX TANQUE HIGIENE | PZ | 31
91109537 |  | GR. TESTA VENUS PLUS (LIN) | GR. KOPFTEIL VENUS PLUS (LIN) | PLUS VENUS HEAD GR. (LIN) | GR.TETE VENUS PLUS (LIN) | GR. CABEZA VENUS PLUS (LIN) | PZ | 550
91109540 |  | GR.SUPPORTO TAV.MEDICO | STUETZEGR. ARZTELEMENT | DOCTOR TABLE SUPPORT GR. | GR.SUPPORT TABL.PRACTICIEN | GR.SOPORTE BAND. MEDICO | PZ | 158
91109541 |  | GR SERBATOI IGIENE SERIE W | GR. HYGIENETANK SERIE W | HYGIENIC TANKS GR. W SET | GR.RESERVOIR HYGIENE SERIE W | GR.DEPOSTIVO HIGIENE SERIE W | PZ | 705
91109542 |  | GR. COLONNA SIDE DEL. MOTOR. | GR. SÄULE SIDE DEL. MOTOR. | MOTOR DEL SIDE COLUMN GR. | GR.COLOMNE SIDE DELIV. | GR.COLUMNA SIDE DELIV. | PZ | 1810
91109544 |  | SUPPORTO LEVA FISSA + TAPPO | HALTER FESTER HEBEL + VERSC. | CAP + FIXED LEVER SUPPORT | SUPP.LEVIER FIXE + BOUCHON | SOP.PALANCA FIJO + TAPA | PZ | 38.5
91109545 |  | SUPPORTO LEVA SIDE FLEX+TAPPO | HALTER HEBEL SIDE FLEX + VERSC | CAP + FLEX SIDE LEVER SUPPORT | SUPP. LEVIER SIDE FLEX+BOUCHON | SOP.PALANCA SIDE FLEX+TAPA | PZ | 87
91109546 |  | GR.PANTOGR. BRACCIO ASSISTENTE | GR. PANTOGR. HELFERINNENARM | ASSISTANT ARM PANTOGR. GR. | GR.PANTOGR.BRAS ASIST. | GR.PANTOGR.BRAZO.ASIST. | PZ | 471
91109547 |  | BRACCIO MEDICO INT. PNEUMATICO | ARM INSTR.T. INT. PNEUM. | TIRE INT. DOCTOR ARM | GR.BRAS COMPLET INTERN. | GR.BRAZO COMPL.INTERN. | PZ | 1960
91109553 |  | GR. SONDA DI LIVELLO N.A. | GR. NIVEAUSONDE N.A. | N.A. LEVEL PROBE GR. | GR.SONDE NIVEAU N.A. | GR.SONDA NIVEL N.A. | PZ | 30.5
91109554 |  | PANTOGRAFO TAV. ASSISTENTE HYB | PANTOGRAPH HELFER.ELEMENT HYB | HYB ASSIST TABL PANTOGRAPH | PANTOGR.TABL.ASIST. HYBR. | PANTOGR.BAND..ASIST. HYBR. | PZ | 660
91109556 |  | BRACCIO LEFT PACK SIDE TRC | TRC LEFT PACK SIDE ARM | TRC SIDE PACK LEFT ARM | BRAS LEFT PACK SIDE TRC | BRAZO LEFT PACK SIDE TRC | PZ | 1840
91109570 |  | MANIGLIA CON PULSANTE | GRIFF MIT TASTE | HANDLE WITH BUTTON | POIGNEE AVEC BOUTON | ASA CON BOTON | PZ | 135
91109571 |  | MANIGLIA FISSA (NO PNEUM.) | GRIFF FEST. (NICHT PNEUM.) | FIX HANDLE (NO PNEUMATIC) | POIGNEE FIXE (NON PNEUMAT.) | ASA FIJA (NO NEUMATICA) | PZ | 85
91109572 |  | BRACCIO MEDICO CONT - MANUALE | ARM INSTR.T. CONT. - MANUELL | MANUAL CONT. DOCTOR ARM | BRAS PRATICIEN CONT. MANUEL | BRAZO MEDICO CONT. MANUAL | PZ | 1310
91109573 |  | BRACCIO MEDICO INT. - MANUALE | ARM INSTR.T. INT. - MANUELL | MANUAL INT. DOCTOR ARM | BRAS PRATICIEN INT. MANUEL | BRAZO MEDICO INT. MANUAL | PZ | 1320
91109574 |  | BRACCIO MEDICO INT. PNEUMATICO | ARM INSTR.T. INT. PNEUM. | PNEUMATIC INT. DOCTOR ARM | BRAS PRATICIEN INT.PNEUMATIQUE | BRAZO MEDICO INT.NEUMATICO | PZ | 1360
91109577 |  | BRACCIO MEDICO CONT.PNEUMATICO | ARM INSTR.T. CONT. PNEUM. | PNEUMATIC CONT. DOCTOR ARM | BRAS PRATICIEN CONT.PNEUMAT. | BRAZO MEDICO CONT.NEUMATICO | PZ | 1280
91109579 |  | SCHEDE WIRELESS MULTIF+PRESS | WIRELESS FUSSPED.PLATINENPAAR | WIRELESS FOOT CONTROL BOARDS | COUPLE PLATINES PEDAL WIRELESS | PAREJA TARJETAS PEDAL WIRELESS | PZ | 237
91109582 |  | GR.PLASTICA+PULSANTIERA ASS.4S | GR. KUNSTSTOFF+H.SCHALTTAF. 4S | 4S PLASTICS+ASS KEYBOARD GR. | GR.PLASTIQUE+CLAVIER ENS.4S | GR.PLASTICO+BOTONERA JUN.4S | PZ | 159
91109583 |  | GR.PLASTICA+PULSANTIERA ASS.5S | GR. KUNSTSTOFF+H.SCHALTTAF. 5S | 5S PLASTICS+ASS KEYBOARD GR. | GR.PLASTIQUE+CLAVIER ENS.5S | GR.PLASTICO+BOTONERA JUN.5S | PZ | 268
91109585 |  | KIT 2PZ PROTEZ. APPOGG.PIEDI | KIT 2 ST. FUSSSTUETZE-SCHUTZ | FOOTREST PROTEC 2 PCS KIT | KIT 2PROT.REPOSE-PIEDS | KIT 2PROT.REPOSAPIES | PZ | 60
91109586 |  | GR.PEDANA SICUREZZA CON MICRO | GR. SICHERH.PLATTE M. MIKRO. | SAFETY PAD GR. WITH MICRO | GR.PLAQUE SERGUR.AVEC MICRO | GR.PLACA SEGUR. CON MICRO | PZ | 101
91109587 |  | GR.BRACCETTO QUICK LCD TOUCH | GR. HALTEARM QUICK LCD TOUCH | LCD TOUCH QUICK ARM GR. | GR.BRAS QUICK LCD TOUCH | GR.BRAZO QUICK LCD TOUCH | PZ | 140
91109588 |  | MANIGLIA FISSA (NO PNEUM.) | FESTER GRIFF (NICHT PNEUM.) | FIX HANDLE (NO TIRE) | POIGNEE FIXE (NON PNEUM.) | ASA FIJA (NO PNEUM.) | PZ | 88.5
91109589 |  | MANIGLIA CON PULSANTE | HANDGRIFF MIT KNOPF | HANDLE WITH BUTTON | POIGNEE AVEC BOUTON | ASA CON BOTONERA | PZ | 136
91109590 |  | GR.BRACCIO SHORT CONTINENTAL | GR. KURZER ARM CONTINENTAL | CONTINENTAL SHORT ARM GR. | GR.BRAS SHORT CONTINENTAL | GR.BRAZO SHORT CONTINENTAL | PZ | 1760
91109591 |  | BRACCIO MEDICO INT. PNEUMATICO | ARM INSTR.T. INT. PNEUM. | PNEUMATIC INT. DOCTOR ARM | BRAS PRATICIEN INT.PNEUMAT. | BRAZO MEDICO INT.NEUMATICO | PZ | 1880
91109592 |  | BRACCIO MEDICO CONT. MANUALE | ARM INSTR.T. CONT. MANUELL | MANUAL CONT. DOCTOR ARM | BRAS PRATICIEN CONT. MANUEL | BRAZO MEDICO CONT.MANUAL | PZ | 1720
91109593 |  | BRACCIO MEDICO CONT.PNEUMATICO | ARM INSTR.T. CONT. PNEUM. | PNEUMATIC CONT. DOCTOR ARM | BRAS PRATICIEN CONT.PNEUMAT. | BRAZO MEDICO CONT.NEUMATICO | PZ | 1770
91109594 |  | BRACCIO MEDICO INT. MANUALE | ARM INSTR.T. INT. MANUELL | MANUAL INT. DOCTOR ARM | BRAS PRATICIEN INT. MANUEL | BRAZO MEDICO INT. MANUAL | PZ | 1850
91109595 |  | BRACCIO MEDICO CONT. MANUALE | ARM INSTR.T. CONT. MANUELL | MANUAL CONT. DOCTOR ARM | BRAS PRATICIEN CONT.MANUEL | BRAZO MEDICO CONT. MANUAL | PZ | 1730
91109596 |  | BRACCIO MEDICO CONT.PNEUMATICO | ARM INSTR.T. CONT. PNEUM. | PNEUMATIC CONT. DOCTOR ARM | BRAS PRATICIEN CONT.PNEUMAT. | BRAZO MEDICO CONT.NEUMATICO | PZ | 1770
91109597 |  | BRACCIO MEDICO INT. MANUALE | ARM INSTR.T. INT. MANUELL | MANUAL INT. DOCTOR ARM | BRAS PRATICIEN INT. MANUEL | BRAZO MEDICO INT. MANUAL | PZ | 1840
91109598 |  | GR. SPORTELLO IDRICO | GR. KLAPPE W.EINH. | HYDRO-DOOR UNIT | GR. PORTE HYDRIQUE | GR. PUERTA HIDRICO | PZ | 165
91109599 |  | GR.BAC. MAN. (BIANCA+SENS.) | GR. MAN. MUND.B. (WEISS+SENS.) | MANUAL CUSP GR (WHITE+SENS) | GR.CRACH.MAN.(BLANCHE+CAPT) | GR.ESCUP.MAN.(BLANCA+CAPT) | PZ | 429
91109600 |  | GR.BAC. MOT. (BIANCA+SENS.) | GR. MUNDSPÜLB. (WEISS+SENS.) | MOTORIZED CUSP GR (WHITE+SENS) | GR.CRACH.MOT. (BLACHE+CAPT) | GR.ESCUP.MOT. (BLANCA+CAPT) | PZ | 525
91109601 |  | GR.MOTORE SEDUTA MONOFASE TRC | GR. SITZMOTOR EINPHASIG TRC | TRC SINGLE-PHASE SEAT MOT GR | GR.MOTEUR ASSIS MONOPHASE TRC | GR.MOTOR ASIENTO TRIFAS. TRC | PZ | 510
91109602 |  | GR.MOTORE SEDUTA TRIFASE TRC | GR. SITZMOTOR DREIPHASIG TRC | TRC THREE-PHASE SEAT MOTOR GR | GR.MOTEUR ASSIS TRIPHASE TRC | GR.MOTOR ASIENTO TRIFAS. TRC | PZ | 456
91109603 |  | GR.BAC. MAN. (BIANCA+SENS.) | GR. MAN. MUND.B. (WEISS+SENS.) | MAN. CUSPIDOR GR. (WHITE+SENS) | GR.CRACH.MAN.(BLANCHE+CAPT) | GR.ESCUP.MAN.(BLANCA+CAPT) | PZ | 467
91109604 |  | GR.BAC. MOT. (BIANCA+SENS.) | GR. MUNDSPÜLB. (WEISS+SENS.) | MOTOR CUSPIDOR GR (WHITE+SENS) | GR.CRACH.MOT (BLANCHE+CAPT) | GR.ESCUP.MOT. (BLANCA+CAPT) | PZ | 481
91109605 |  | GR.BRACCIO SHORT CONTINENTAL | GR. KURZER ARM CONTINENTAL | CONTINENTAL SHORT ARM GR. | GR.BRAS COURT CONTINENTAL | GR.BRAZO CORTO CONTINENTAL | PZ | 1770
91109606 |  | BRACCIO MEDICO INTERNATIONAL | ARM INSTR.T. INTERNATIONAL | INTERNATIONAL DOCTOR ARM | BRAS PRATICIEN INTERNATIONAL | BRAZO MEDICO INTERNATIONAL | PZ | 1870
91109607 |  | GR. COFANO ALLACCIAMENTI | GR. HAUBE ANSCHLÜSSE | CONNECTIONS CARTER GR. | GR.CARTER BRANCHEMENTS | GR.CARTER CONEXIONES | PZ | 414
91109608 |  | GR.MOTORE SEDUTA MONOFASE | GR. SITZMOTOR EINPHASIG | SINGLE-PHASE SEAT MOTOR GR. | GR.MOTEUR ASSISE MONOPHASE | GR.MOTOR ASIENTO MONOFASICO | PZ | 434
91109609 |  | GR.MOTORE SEDUTA TRIFASE | GR. SITZMOTOR DREIPHASIG | THREE-PHASE SEAT MOTOR GR. | GR.MOTEUR ASSISE TRIPHASE | GR.MOTOR ASIENTO TRIFASICO | PZ | 435
91109615 |  | TESTATA LAMP LED CON SENSORE | KOPFTEIL LED-LAMPE MIT SENSOR | SENSOR LED LAMP HEAD | TETE LAMPE LED AVEC CAPTEUR | CABEZA LAMP.LED CON SENSOR | PZ | 680
91109618 |  | GR. BAC. MAN. (CERAM.+ SENS.) | GR. MAN. MUNDS. (KERAM.+ SENS) | MANUAL SPITTON GR. (CER+SENS) | GR. CRACH. MAN (CERAM+CAPT.) | GR. ESCUPI. MAN (CERAM+SENS.) | PZ | 585
91109621 |  | GR. BAC. MOT. (CERAM.+ SENS.) | GR. MOT. MUNDS. (KERAM.+ SENS) | MOT. BASIN UNIT (CER.+ SENS.) | GR. CRACH. MOT (CERAM+CAPT.) | GR. ESCUPI. MOT (CERAM+SENS.) | PZ | 488
91109627 |  | COPPIA CARTER SNODO BRACCIO | PAAR ABDECK. ARMGELENK | ARM JUNCTION CARTER PAIR | COUPLE CARTER CONEC. BRAS | PAREJA CARTER CONEX.BRAZOS | PZ | 40
91109628 |  | COPPIA CARTER MOZZO BRACCIO | PAAR ABDECK. ARMNABE | ARM HUB DOUBLE CARTERS | PAIRE CARTERS MOYEU BRAS | PAR CÁRTERES CUBO BRAZO | PZ | 28
91109629 |  | GR. MOTORE SCHIENALE 24VDC | GR. RUECKENLEHNENMOTOR 24VDC | 24VDC BACKREST MOTOR UNIT | GR. MOTEUR DOSSIER 24VDC | GR.MOTOR RESPALDO 24VDC | PZ | 355
91109630 |  | KIT UPDATE LEVE E RULLINI | UPDATE-KIT HEBEL UND ROLLEN | LEVER AND ROLL UPDATE KIT | KIT UPDATE LEVIER ET ROULEAU | KIT UPDATE PALANCA Y RODILLO | PZ | 160
91109631 |  | COPPIA PATTINI ARCO SCHIENALE | RUECKENLEHNE BOGEN KLOTZ PAAR | BACKREST ARC PAD COUPLE | COUPLE PATINS ARCHE DOSSIER | PAREJA PATINES ARCO RESPALDO | PZ | 57
91109633 |  | COPPIA CARTER PANTOGRAFO | PAAR ABDECK. PANTOGRAPH | PANTOGRAPH CARTER COUPLE | COUPLE CAR. PANTOGRAPHE | PAREJA CAR. PANTOGRAFO | PZ | 88
91109634 |  | COPPIA CARTER NAVETTA CONT | PAAR ABDECK. SHUTTLE CONT | CONT TABLE SUPP CARTER COUPLE | COUPLE CAR. NAVETTE CONTIN. | PAREJA CAR.NAVE CONTIN. | PZ | 41
91109635 |  | COPPIA CARTER NAVETTA INT | PAAR ABDECK. SHUTTLE INT | INT TABLE SUPP CARTER COUPLE | COUPLE CARTER NAVETTE INTERN. | PAREJA CARTER NAVE INTERN. | PZ | 73
91109636 |  | SCHEDE POWER PEDAL WIRELESS | PLATINEN POWER WIREL.-PEDAL | WIRELESS POVER PEDAL BOARDS | PLATINE POWER PEDALE SANS FIL | TARJETA POWER PEDAL SIN HILO | PZ | 253
91109641 |  | BASE TAV MED SPRIDO 2019 | BASIS INSTR.T. SPRIDO 2019 | 2019 SP CAST DOCT TABLE BASE | BASE TABL. PRAT. CAST SP 2019 | BASE BAND. MEDICO CAST SP 2019 | PZ | 565
91109642 |  | FULL MULTIMEDIA CON BRACCETTO | FULL MULTIMEDIA MIT ARM | FULL MULTIMEDIA WITH ARM | FULL MULTIMEDIA AVEC BRAS | FULL MULTIMEDIA CON BRAZO | PZ | 1000
91109643 |  | BASE TAVOLETTA MEDICO CONT | BASIS INSTR.T. CONT. | CONT DOCTOR TABLE BASE | BASE TABL. PRAT. CONTINENTAL | BASE BAND. MEDICO CONTIN. | PZ | 550
91109644 |  | MECCANICA PER CENTRALINA RX | MECHANIK FÜR RX-STEUERGERÄT | RX CONTROL UNIT MECHANISM | MECANIQUE POUR CENTR. RX | MECANICA PARA CENTR. RX | PZ | 352
91109645 |  | COPPIA CARTER TELAIO SEDUTA | PAAR ABDECK. SITZRAHMEN | SEAT FRAME CARTER COUPLE | COUPLE CARTER CHASIS ASSISE | PAREJA CARTER CHASIS ASIENTO | PZ | 85
91109646 |  | COPPIA CARTER PANTOGRAFO | PAAR ABDECK. PANTOGRAPH | PANTOGRAPH CARTER COUPLE | COUPLE CARTER PANTOGRAPHE | PAREJA CARTER PANTOGRAFO | PZ | 64.5
91109647 |  | COPPIA CARTER PANTOGRAFO | PAAR ABDECK. PANTOGRAPH | PANTOGRAPH CARTER COUPLE | COUPLE CARTER PANTOGRAPHE | PAREJA CARTER PANTOGRAFO | PZ | 64.5
91109648 |  | COPPIA CARTER PANTOGRAFO | PAAR ABDECK. PANTOGRAPH | PANTOGRAPH CARTER COUPLE | COUPLE CARTER PANTOGRAPHE | PAREJA CARTER PANTOGRAFO | PZ | 78
91109649 |  | COPPIA CARTER PANTOGRAFO | PAAR ABDECK. PANTOGRAPH | PANTOGRAPH CARTER COUPLE | COUPLE CARTER PANTHOGRAPHE | PAREJA CARTER PANTOGRAFO | PZ | 78
91109650 | (**) | COMPL SOST MOTORE AMBI 2020 | ERGÄNZ. STÜTZE MOTOR AMBI 2020 | 2020 AMBI MOTOR SUPP ACCESSORY | COMPL.SOST.MOTEUR AMBI 2020 | COMPL.SUBS.MOTOR AMBI 2020 | PZ | 270
91109654 |  | GR MOTORIDUTT SOLLEVAM AMBI | GR. GETR.MOTOR HEBEF. BEIDH. | AMBI LIFTING GEAR MOTOR GR. | GR. MOTORED. SOULEV. AMBI | GR. MOTORRED. LEVANT. AMBI | PZ | 474
91109655 |  | SONDA LIVELLO H2O2 | H2O2-FÜLLSTANDSONDE | H2O2 LEVEL PROBE | SONDE NIVEAU H2O2 | SONDA NIVEL H2O2 | PZ | 50
91109657 |  | TRIANGOLO POLTRONA CON SLIDING | DREIECK P.STUHL MIT SLIDING | SEAT TRIANGLE WITH SLIDING | TRIANGLE FAUTEUIL AVEC SLIDING | TRIANGULO SILLON CON SLINDING | PZ | 615
91109658 |  | GR BRACCIO PANT AMBI INT PNEU | PNEUM INT BEID PANT ARM GR. | PNEUM INT AMBI PANT ARM GR. | GR.BRAS PANT.AMBI INT.PNEUM. | GR.BRAZO PANT.AMBI INT.NEUM. | PZ | 1060
91109659 |  | GR BRACCIO PANT AMBI CONT PNEU | PNEUM CONT BEID PANT ARM GR. | PNEUM CONT AMBI PANT ARM GR. | GR.BRAS PANT. AMBI CONT. PNEUM | GR.BRAZO PANT.AMBI CONT.NEUM. | PZ | 1010
91109660 |  | GR BRACCIO PANTOGR AMBI INT | GR. FEDERARM BEIDHÄND. INT | INT AMBIDEX PANTOGR ARM UNIT | GR. BRAS PANT. AMBI INTERNAT. | GR. BRAZO PANT. AMBI INTERN. | PZ | 895
91109661 |  | GR BRACCIO PANTOGR AMBI CONT | GR. FEDERARM BEIDHÄND. CONT | CONT AMBIDEX PANTOGR ARM UNIT | GR.BRAS PANT. AMBI CONT | GR. BRAZO PANT. AMBI CONT | PZ | 850
91109662 |  | GR.BRACCIO MOBILE IDRICO AMBI | GR. ARM BEW. W.EINH. BEIDHÄND. | AMBIDEX HYDRO MOVING ARM GR. | GR.BRAS MOBILE HYDR. AMBI | GR.BRAZO MOVIL HIDR. AMBI | PZ | 950
91109663 |  | GR BRACCIO SUPP PALO LAMPADA | GR. STÜTZARM LAMPENSTANGE | LAMP POST SUPP ARM UNIT | GR BRAS SUPP POTENCE LAMPE | GR BRAZO SOP PALO LÁMPARA | PZ | 770
91109664 |  | C" CON FORI PER SERIE 2019" | C MIT BOHR. F. SERIE 2019"" | STRENGHT C-SHAP BRACK W/ HOLES | C AVEC TROU POUR SERIE 2019"" | C CON FORO PARA SERIE 2019"" | PZ | 62
91109665 |  | LAMIERA DI RINFORZO CON FORI | VESTÄRKUNGSBLECH MIT BOHRUNGEN | REINFORCEMENT PLATE WITH HOLES | TOLE RENFORC. AVEC FOR | CHAPA REFUERZO CON FORO | PZ | 15.5
91109666 |  | FULL CLINIC CON BRACCETTO | FULL CLINIC MIT ARM | FULL CLINIC WITH ARM | FULL CLINIC AVEC BRAS | FULL CLINIC CON BRAZO | PZ | 498
91109670 | (**) | KIT UP-DOWN POLTRONA MONOFASE | KIT UP-DOWN P.STUHL MONOPHASE | SINGLE-PHASE CHAIT UP-DOWN KIT | KIT UP-DOWN FAUTEUIL MONOPHASE | KIT UP-DOWN SILLON MONOFASICO | PZ | 20
91109673 |  | GR RIDUTT ACQUA | GR. REDUZ. WASSER | WATER REDUCER UNIT | GR RÉDUCT EAU | GR REDUCT AGUA | PZ | 191
91109674 |  | TRIANGOLO POLTRONA NO SLIDING | DREIECK P.STUHL OHNE SLIDING | NO SLIDING CHAIR TRIANGLE | TRIANGLE FAUT. NO SLINDING | TRIANGULO SILLON NO. SLIDING | PZ | 397
91109675 |  | KIT CAVO PROLUNGA USB 2.0 5MT | USB 2.0 5MT VERLAENGERUNGSK GR | USB 2.0 5MT EXTENS. CABLE KIT | KIT CABLE PROL. USB 2.0 5MT | KIT CABLE PROL. USB 2.0 5MT | PZ | 60.5
91109676 | (**) | KIT WIFI RIUNITI CAN TINY-LITE | TINY-LITE CAN EINHEIT WIFI KIT | TINY-LITE CAN UNITS WIFI KIT | KIT WIFI EQUIP. CAN TINY-LITE | KIT WIFI EQUIP. CAN TINY-LITE | PZ | 113
91109677 |  | COPPIA JUMPER | JUMPER PAAR | JUMPER COUPLE | COUPLE JUMPER | PAREJA JUMPER | PZ | 3
91109678 |  | PERNO SNODO BRACCIO FISSO | FESTER ARM GELENK BOZEN | FIXED ARM JOINT PIVOT | PIVOT CONEX. BRAS FIXE | PERNO CONEX. BRAZO FIJO | PZ | 231
91109679 |  | PERNO SNODO BRACCIO FISSO | FESTER ARM GELENK BOZEN | FIXED ARM JOINT PIVOT | PIVOT CONEX. BRAS FIXE | PERNO CONEX. BRAZO FIJO | PZ | 222
91109683 |  | UPGRADE TAV.ASS.(5 STR.) | UPGRADE HEL-EL. (5 STR.) | ASS.MOD. UPGRADE (5 LAYERS) | MISE À NIV TABL.ASS.(5 INSTR.) | UPGRADE BAND.AUX.(5 INSTR.) | PZ | 323
91109685 |  | GR UPGRADE TAV.ASS.(5 STR.) | GR. UPGRADE INSTR.T. (5 STR.) | ASS.MOD. UPGR.UNIT (5 INSTRUM) | GR MISE À N.TABL.ASS.(5INSTR.) | GR UPGRADE BAND.AUX.(5 INSTR.) | PZ | 190
91109690 |  | BASE TAV MEDICO SW INT 2019 | BASIS INSTR.T. SW INT 2019 | 2019 SW INT DOCT MODULE BASE | BASE TAB.PRAT. SW INTER. 2019 | BASE BAND.MED. SW INTER. 2019 | PZ | 860
91109691 |  | BASE TAV MED HANGING TUBE 2019 | BASIS INS.T. HANGING TUBE 2019 | 2019 HANGING TUBE DOC MOD BASE | BASE TABL.PRAT.HANG TUY.2019 | BASE BAND.MED.HANGING TUBO2019 | PZ | 885
91109692 |  | CONSOLLE DIGIT CON BRACCETTO | BED.KONSOLE DIGIT MIT ARM | DIGIT CONSOLE WITH ARM | CONSOLE DIGIT AVEC BRAS | CONSOLA DIGIT CON BRAZO | PZ | 291
91109693 |  | CONSOLLE LCD CON BRACCETTO | BED.KONSOLE LCD MIT ARM | LCD CONSOLE WITH ARM | CONSOLLE LCD AVEC BRAS | CONSOLA LCD CON BRAZO | PZ | 300
91109696 |  | CONSOLLE LCD CON BRACCETTO | BED.KONSOLE LCD MIT ARM | LCD CONSOLE WITH ARM | CONSOLE LCD AVEC BRAS | CONSOLA LCD CON BRAZO | PZ | 445
91109697 |  | FERMACAVO CART SERIE 2019 | KABELHALTER CART SERIE 2019 | 2019 SERIES CART CABLE RET. | SERRE-CABLE CART SERIE 2019 | ALIV.TENSION CART SERIE 2019 | PZ | 38.5
91109698 |  | BASE CASSETTA CART SERIE 2019 | BASIS KASTEN ABD. SERIE 2019 | 2019 SERIES CART BOX BASE | BASE BOITE CART SERIE 2019 | BASE CAJA CART SERIE 2019 | PZ | 311
91109699 |  | TRIANGOLO POLTRONA NO SLIDING | DREIECK P.STUHL OHNE SLIDING | DENT. CHAIR TRIANGLE NO SLID. | TRIANGLE FAUTEUIL SANS SLIDING | TRIANG.SILLON SIN SLIDING | PZ | 402
91109700 |  | TRIANGOLO POLTRONA CON SLIDING | DREIECK P.STUHL MIT SLIDING | DEN. CHAIR TRIANGLE W/SLIDING | TRIANGLE FAUTEUIL AVEC SLIDING | TRIANG.SILLON CON SLIDING | PZ | 620
91109701 |  | GR.BRACCI LAMPADA A SOFFITTO | GR. ARME DECKENLAMPE | CEILING LAMP ARM UNIT | GROUP BRAS LAMPES DE PLAFOND | GR.BRAZOS LAMP. DE TECHO | PZ | 489
91109704 |  | GR EV BICCH.BACIN.PRECAM | GR. MV BECHER SCHALE VORL. | PRE-CHAMB BASIN CUP SV UNIT | GR.EV GLAS CRACH. PREC. | GR.EV VASO ESCUP. PREC. | PZ | 53
91109705 |  | GR BRACCIO LAMP CON SUPPORTO | GR. LAMPENARM MIT HALTER | LAMP ARM UNIT WITH SUPPORT | GR. BRAS LAMPE AVEC SUPPORT | GR. BRAZO LAMPARA CON SOPORTE | PZ | 1090
91109706 |  | CONSOLLE LCD REVERSE COMPLETA | BED.KONSOLE LCD REVERSE KMPL | COMPLETE LCD REVERSE CONSOLE | CONSOLE LCD REVERSE COMPLETE | CONSOLA LCD REVERSE COMPLETA | PZ | 550
91109708 |  | KIT RIPARAZIONE MM SERIE 2019 | REPARATURKIT MM SERIE 2019 | 2019 SERIES MM REPAIR KIT | KIT REPARATION MM SERIE 2019 | KIT REPARACION MM SERIE 2019 | PZ | 1740
91109712 |  | FLUSSIMETRO BANCO RIP MANIPOLI | D.FLUSSM. ABLAGEBANK HANDST. | HANDPIECE BENCH FLOW METER | FLUSSIM. BANC REP. PIECES A MA | FLUS. TALLER REPAR. PIEZASDEMA | PZ | 550
91109714 |  | KIT MAN PERIODICA T_S | KIT REGELM. WART. T_S | T_S PERIODIC MAINT KIT | KIT ENTR.PERIODIQUE T_S | KIT MANT.PERIODICO T_S | PZ | 209
91109720 |  | KIT MAN PERIODICA T_S | KIT REGELM. WART. T_S | T_S PERIODIC MAINT KIT | KIT ENTR.PERIODIQUE T_S | KIT MANT. PERIODICO T_S | PZ | 223
91109721 |  | KIT MAN PERIODICA T_S | WARTUNGSKIT T_S | T_S PERIODIC MAINT KIT | KIT ENTR.PERIODIQUE T_S | KIT MANT. PERIODICO T_S | PZ | 177
91109722 |  | KIT MAN PERIODICA T_L | WARTUNGSKIT T_L | T_L PERIODIC MAINT KIT | KIT ENTR.PERIODIQUE T_L | KIT MANT. PERIODICO T_L | PZ | 238
91109723 |  | KIT MAN. PERIODICA OLD T_L | KIT REGELMÄSSIGE WART. OLD T_L | OLD T_L PERIODIC MAINT. KIT | KIT ENTR.PERIOD. OLD T_L | KIT MANT. PERIOD. OLD T_L | PZ | 253
91109724 |  | KIT MAN PERIODICA OLD T_S | KIT REGELM. WART. OLD T_S | OLD T_S PERIODIC MAINT KIT | KIT ENTR.PERIOD. OLD T_S | KIT MANT. PERIOD. OLD T_S | PZ | 198
91109725 |  | KIT 2 ANNI MANUTEN. WHE GRIGIO | KIT 2 JAHRE WARTUNG. WHE GRAU | 2-YEAR GREY WHE MAINT. KIT | KIT 2 ANS ENTR.WHE GRIS | KIT 2 ANOS MANT.WHE GRIS | PZ | 335
91109727 |  | KIT IGIENE CON SONDE - SERIE W | HYGIENE-KIT M. SONDE - SERIE W | HYG. KIT W/PROBES - W SERIES | KIT HYG. AVEC SONDE-SERIE W | KIT HIG. CON SONDA-SERIE W | PZ | 207
91109728 |  | KIT IGIENE CON COPERCHIO SONDE | HYGIENEKIT MIT SONDENDECKEL | HYGIENE KIT WITH PROBE COVER | KIT HYG. AVEC COUVERCLE SONDE | KIT HIG. CON TAPA SONDA | PZ | 220
91109729 |  | KIT IGIENE CON SERBATOIO | HYGIENE-KIT MIT BEHÄLTER | HYGIENE KIT WITH TANK | KIT HYG. AVEC RESERVOIR | KIT HIG. CON DEPOSITO | PZ | 440
91109730 |  | LAMIERA SUPP COMPONENTI WHE | HALTEBLECH KOMPONENTEN WHE | WHE COMPONENT SUPP METAL SHEET | TÔLE SUPP COMPOSANTS WHE | CHAPA SOP COMPONENTES WHE | PZ | 19.5
91109731 |  | LAMIERA SUPP. EV IDRICO | HALTEBLECH. MV W.EINH. | HYDROGROUP SV SUPP METAL SHEET | TOLE SUPP. EV HYDRIQUE | CHAPA SOP. EV HIDRICO | PZ | 19.5
91109732 |  | LAMIERA SUPP. EV IDRICO | HALTEBLECH. MV W.EINH. | HYDROGROUP SV SUPP METAL SHEET | TOLE SUPP. EV HYDRIQUE | CHAPA SOP. EV HIDRICO | PZ | 16.5
91109733 |  | LAMIERA SUPP. EV IDRICO | HALTEBLECH. MV W.EINH. | HYDROGROUP SV SUPP METAL SHEET | TOLE SUPP. EV HYDRIQUE | CHAPA SOP. EV HIDRICO | PZ | 19.5
91109735 |  | KIT_ PRED ABLATORE INT | KIT_AUSLEG. F. ZAHNS.ENT. INT | INT SCALER PRES_KIT | CAVITRON SUR R7 USA_INT | CAVITRON SOBRE R7 USA_INT | PZ | 167
91109736 |  | KIT_PRED ABLATORE CONT | KIT_AUSLEG. F. ZAHNS.ENT. CONT | CONT SCALER PRES_KIT | CAVITRON SUR R7 USA_CONT | CAVITRON SOBRE R7 USA_CONT | PZ | 192
91109738 | (**) | STRUMENTO PER MAN. SEGGIOLINO | INSTRUMENT FÜR WARTUNG SITZ | INSTRUMENT FOR STOOL MAINT. | INSTRUMENT POUR ENTRET. SIÈGE | INSTRUMENTO PARA MAN. ASIENTO | PZ | 75
91109740 |  | GR. IGIENE SENZA BACINELLA | HYGIENE KIT OHNE SCHLUESSEL | HYGIENE KIT W/O BOWL | KIT HIGIENE SANS CRACHOIR | KIT DE HIGIENE SIN ESCUPIDERA | PZ | 244
91109741 |  | KIT FISSAGGIO SNODO BRACCIO | BEFESTIGUNGSKIT ARMGELENK | ARM JUNCTION FIXING KIT | KIT FIXAGE ARTIC. BRAS | KIT FIJACION ARTICUL BRAZO | PZ | 18.5
91109742 |  | GR COLLARE FISSAGGIO CONSOLLE | GR. KONSOLE-BEFESTIGUNGSKRAGEN | FIXING COLLAR CONSOLE GRP | GR. COLL. FIXATION CONSOLE | COLLAR FIJ. GR CONSOLA | PZ | 5.6
91109748 |  | GR. CARTER SUPP TAV ASS (VERN) | HELF-EL. ABST SCHUTZ GR (LACK) | ASS MOD SUPP CARTER GR (PAINT) | GR. CART SUP. TAB. AS. (PEINT) | GR CARTER SOP TAB ASIST (PINT) | PZ | 307
91109750 | (**) | COMPL. TRASP RIUNITI COLONNA | TRANSPORT-KIT SAEULENGERAETE | TRANSPORT KIT COLUMN-MOUNT. UN | GR. TRANSP. EQUIP. COLOMNE | GR. TRANSP. EQUIP. COLUMNA | PZ | 200
91109753 |  | KIT DISINFEZIONE INTENSIVA | KIT INTENSIVE DESINFEKTION | INTENSIVE DESINFECTION KIT | KIT DESINFECTION INTENSIVE | KIT DESINFECCION INTESIVA | PZ | 37
91109754 |  | BRACCIO ROTAZIONE POLTRONA TRC | ROTATIONSARM STUHL TRC | TRC CHAIR ROTATING ARM | BRAS ROTATION FAUT. TRC | BRAZO ROTACION SILLON TRC | PZ | 980
91109757 |  | GRUPPO TAPPO D23 TAV MEDICO | GR.VERSCH.D23 INSTRUMENTENTR. | DOCT MODULE D23 CAP UNIT | GR. BOUCHON D23 TABL. PRATICIE | GR. TAPA D23 BAND. MEDICO | PZ | 8
91109758 |  | ASS. FONTANELLA BACINELLA | GR. BECHERFUELLER MUNDSPUELBEC | CUSPIDOR FOUNTAIN UNIT | ENS. FONTAINE CRACHOIR | JUNTO FONTANA ESCUPIDERA | PZ | 66
91109759 |  | CARTER ARCO SCHIEN + VETRINO | RUECKENL.-BOGEN-ABDECKUNG+GLAS | BACKREST+GLASS ARCH CARTER | CARTER ARC DOSSIER + VERRE | CARTER ARCO RESPALDO + VIDRIO | PZ | 26.5
91109760 |  | GR FRENO POGGIATESTA PNEUM | BREMSENGR. PNEUM. KOPFSTUETZE | PNEUM. HEADREST BRAKE UNIT | GR. FREIN APPUYETETE PNEUM. | GR. FRENO REPOSACAB. NEUM. | PZ | 450
91109762 |  | BOTTIGLIA SENZA SONDA DI LIV | FLASCHE OHNE FUELLSTANDSONDE | BOTTLE WITHOUT LEVEL PROBE | BOUTEILLE SANS SONDE DE NIVEAU | BOTELLA SIN SONDA NIVEL | PZ | 120
91109763 |  | BOTTIGLIA CON SONDA DI LIVELLO | FLASCHE MIT FUELLSTANDSONDE | BOTTLE WITH LEVEL PROBE | BOUTEILLE AVEC SONDE DE NIVEAU | BOTELLA CON SONDA DE NIVEL | PZ | 150
91109764 |  | GR BRACCIO PANTOGRAFO ASSIST | GR. PANTOGR.-ARM HELFERIN | ASSIST. PANTROGR. ARM UNIT | GR. BRAS PANTOGR. ASISTANT | GR. BRAZO PANT. ASISTENTE | PZ | 520
91109765 |  | GR.SUPP. COLONNA SIDE DELIVERY | GR.SAUELEHAELTER SIDE DELIVERY | SIDE DELIVERY COLUMN SUPP. GR. | GR.SUPP.COLOMNE SIDE DELIVERY | GR.SOP. COLUMNA SIDE DELIVERY | PZ | 459
91109766 |  | GR.BRACCIO SHORT CONTINENTAL | ARMGR. SHORT CONTINENTAL | CONTINENTAL SHORT ARM GR. | GR.BRAS SHORT CONTINENTAL | GR. BRAZO SHORT CONTINENTAL | PZ | 1685
91109768 |  | FILTRI ASPIRAZIONE 200PZ | ABSAUGUNGSFILTER 200 ST. | SUCTION FILTERS 200 PCS | FILTRES ASPIRATION 200 PC | FILTROS ASPIRACION 200 PZ | PZ | 899
91109769 |  | KIT APEX LOCATOR NEW | NEUES KIT APEX-LOKALISATOR | KIT APEX LOCATOR NEW | KIT LOCALISATEUR D'APEX NEW | KIT LOCALIZ. D'APICE NUEVO | PZ | 159
91109770 |  | TUBO ASP. SPIRALATO D17 L1700 | SPIRALABSAUGSSCHL. D17 L1700 | TUBO ASP. SPIRALATO D17 L1700 | TUBO ASP. SPIRALATO D17 L1700 | TUBO ASP. SPIRALATO D17 L1700 | PZ | 27
91109771 |  | TUBO ASP. SPIRALATO D11 L1700 | SPIRALABSAUGSSCHL. D11 L1700 | TUBO ASP. SPIRALATO D11 L1700 | TUBO ASP. SPIRALATO D11 L1700 | TUBO ASP. SPIRALATO D11 L1700 | PZ | 25
91109772 |  | SPORTELLO IDRICO TR 2023 | WASSEREINHEITSTUER TR 2023 | SPORTELLO IDRICO TR 2023 | PORTE HYDRIQUE TR 2023 | PUERTA HIDRICO TR 2023 | PZ | 135
91120198 |  | GR. CONFEZIONE GRASSO S1 20GR | GR. PACKUNG FETT S1 20GR | S1 GREASE PACKAGE 20GR GR. | GR.CONF. GRAISSE S1 20GR | GR. EMB. GRASA S1 20GR | PZ | 19
91120348 |  | GR SEBATOIO 1LT FASCIA OCRA | GR.1LT-BEHÄLTER OCKERG.BAND | 1LT. TANK GR. OCHRE STRIPE | GR.RESERVOIR 1LT BANDE OCRE | GR.TANQUE 1LT BANDA OCRA | PZ | 84.5
91120547 |  | GR SERBATOIO H2O2 | H2O2 BEHAELTER GR. | H2O2 TANK GROUP | GR.RESERVOIR H2O2 | GR. TANQUE H2O2 | PZ | 111
91120699 | (<50)(*) | KIT WSA DEFENDER | KIT WSA DEFENDER | WS AEROSOL DEFENDER | KIT WSA DEFENDER | KIT WSA DEFENDER | PZ | 450
92200678 |  | GR. CAVO DI MASSA | GR.MASSE-KABEL | MASS CABLE GR. | GR.CABLE DE MASSE | GR. CABLE DE MASA | PZ | 2.7
92200794 |  | GR. SNODO MOTORIDUTT. SOL | U-SER-GET GELENK | GEARMOTOR JOINT | ROTULE MOTORED. | GR ART MOTORRED ELEV | PZ | 268
92201111 |  | GR. POTENZIOM. SOLLEVAM. | GR.POTI SITZ | SEAT POTENTIOMETER GR. | GR.POTENT. SOULEV. FAUT. KISAR | POTENC SUBID SILLON | PZ | 535
92201133 | (**) | KIT SOST MOTORE SOLLEVAMENTO | STUHLHEBEN KIT | CHAIR LIFTING KIT | KIT LEVAGE FAUTEIL | KIT ELEV SILLÓN STERN | PZ | 453
92201146 |  | CONFEZIONE OLIO AGIP OSO 32 | PACKUNG ÖL AGIP OSO 32 | AGIP OIL OSO 32 | HUILE AGIP OSO 32 (FLACON) | BOTE OLEO AGIP OSO 32 | PZ | 58
92201148 |  | GR. KIT SCHIENALE LARGO | KIT WEITE RUECKEN-LEHNE | LARGE BACKREST KIT | KIT DOSSIER LARGE | KIT RESPALDO ANCHO | PZ | 1340
92201149 |  | GR. KIT SCHIENALE STRETTO | KIT SCHMALE RUCKENLEHNE A1.0 | A1.0 NARROW BACKREST KIT | KIT DOSSIER ETROIT A1.0 | GR KIT RESPALDO ESTRECHO | PZ | 1230
92201157 |  | GR. CASSE ALTOPARLANTI | LAUTSPRECHERBOX GRUPPE | ACOUSTIC SPEAKER GR. | GR.HAUT-PARLEURS MUSICALS | GR BAFLES | PZ | 14.5
92201158 |  | KIT SCHIENALE LARGO | KIT WEITE RUECKENLEHNE | LARGE BACKREST KIT | KIT DOSSIER LARGE | KIT RESPALDO ANCHO | PZ | 1200
92201172 |  | GR. MOTORIDUTT. SCHIENALE | GR. GETRIEBEMOTOR RÜCKENLEHNE | BACKREST GEARMOTOR GR | GR. MOTOREDUCTEUR DOSSIER | GR. MOTORIDUCTOR ESPALDERA | PZ | 1050
92201215 |  | GR. CORPO FRENO | BREMSEGEHAEUSE-GR | BRAKE BODY GROUP | GROUPE UNITE FREIN | GR CONJUNTO FRENO | PZ | 438
92201217 |  | GR. LEVE POLTRONA (PD17) | HEBELGRUPPE STUHL (PD17) | CHAIR LEVERS GR. (PD17) | GR. LEVIERS FAUTEUIL (PD17) | GR PALANCAS SILLÓN (PD17) | PZ | 126
92201267 |  | GR. APPOGGIATESTA MANUALE | GR. MANUELLE KOPFSTÜTZE | MANUAL HEADREST GR. | GR. TÊTIÈRE MANUELLE | GR REPOSACABEZAS MANUAL | PZ | 445
92201299 |  | GR. CORREDO POLTR. SING. 2013 | 2013 SING. STUHL KIT GR. | 2013 SING. CHAIR KIT GR. | GR.KIT FAUTEUIL SING.2013 | GR. EQUIPO SILLON SING. 2013 | PZ | 28
92201339 |  | GR PEDANA MOBILE | GR. BEWEGLICHE FUSSBANK | MOVING PLATFORM GROUP | GR. REPOSE-PIEDS MOBILE | GRUPO PEDANA MOVIL | PZ | 1200
92201354 |  | GR MOTORE ROTAZ POLTRONA | SITZ DREHUNG MOTOR GRUPPE | SEAT ROTATION MOTOR GROUP | GR. MOTEUR ROTAT. FAUTEUIL | GRUPO MOTORE ROTACION SILLON | PZ | 451
92201359 |  | GR FRENO ROTAZ POLTRONA | SITZ DREHUNG BREMSE GRUPPE | ROTATION SEAT BRAKE GROUP | GR. FREIN ROTAT. FAUTEUIL | GRUPO FRENO ROTACION SILLON | PZ | 510
92201369 |  | GR EV FRENO ROTAZ POLTRONA | GR. MV BREMSE STUHLSROTATION | CHAIR ROTATION BRAKE SV GR. | GR. EV FREIN ROTAT. FAUTEUIL | GR. EV FRENO ROTACIÓN SILLÓN | PZ | 129
92201413 |  | GR MOTORE ROTAZ POLTRONA | GR. DREHMOTOR P.STUHL | SEAT ROTATION MOTOR GR. | GR.MOTEUR ROT.FAUTEUIL | GR.MOTOR ROT.SILLON | PZ | 420
92201426 |  | GR PEDANA MOBILE (DC) | GR. BEWEGLICHES TRITTBRETT(DC) | MOVABLE PLATFORM UNIT (DC) | GR. TAPIS ROULANT (DC) | GR. TAPIZ RODANTE (DC) | PZ | 985
92209023 |  | KIT APPOGGIATESTA PNEUMATICO | PNEUMATISCH KOPFSTÜTZE KIT | PNEUMATIC HEADREST KIT | KIT APPUIE-TETE PNEUMATIQUE | KIT REPOSACABEZAS NEUMATICO | PZ | 800
92209028 |  | GRUPPO POMPA POLTRONA | R1 PUMPESTUHL-GR | R1 CHAIR PUMP GR | GR POMPE FAUTEUIL R1 | GR. IMPULSOR MOT SILLON R1 | PZ | 525
92209029 |  | GRUPPO BASE POGGIAPIEDI | BASISGR FUSS-STUETZE | FOOT REST BASE GR | GR APPUYE PIED | GR BASE REPOSAPIES | PZ | 203
92209030 |  | GR. CARTER SUPERIORE PANTOGRAF | GR. OB. ABDECKUNG FEDERARM | PANTOGRAPH UPPER COVER GR. | GR. CARTER SUP. PANTOGR. | GR CÁRTER SUPERIOR PANT | PZ | 179
92209031 |  | GR. CARTER INFERIORE BIANCO | U. WEISSES GEHÄUSE PANT.-ARM | PANT. LOWER WHITE COVER UNIT | GR. CARTER BLANC INFERIEUR | GR CÁR INF PANTOGRAFO BLANCO | PZ | 115
92209032 |  | GR. SOTTOSEDILE SERIE 2007 | UNTERSITZGRUPPE PRODUKT. 2007 | INDESEAT UNIT 2007 SERIES | GR. SOUS-SIÈGE SÉRIE 2007 | GR BAJO ASIENTO SERIE 2007 | PZ | 540
92209033 |  | KI PERNO BRACCIOLO MOBILE | KIT ZAPFEN BEWEGLICHE ARMLEHNE | MOBILE ARMREST PIVOT | PIVOT ACCOUDOIR MOBILE | KIT EJE BRAZO MOVIL | PZ | 108
92209036 |  | GR MOTORE SOLL POLTRONA TRC | GR MOTOR HEBEN BEH.STUHL TRC | TRC CHAIR LIFT MOTOR GR. | GR MOT. MONTÉE FAUTEUIL TRC | GR MOTOR ELEV SILLÓN TRC | PZ | 630
92209039 |  | GRUPPO BASE POLTRONA S300P | BASISGR STUHL S300P | GR. BASE FOR S300P CHAIR | GR. BASE FAUTEUIL S300P | GR BASE SILLON S300P | PZ | 440
92209040 |  | GRUPPO BASE POLTRONA S320P TR | BASISGR STUHL S320P TR | BASE GR. FOR S320P TR CHAIR | GR. BASE FAUTEUIL S320P TR | GR BASE SILLON S320P TR | PZ | 427
92209041 |  | KIT PIASTRA SEGGIOLINO | PLATTE-KIT ARBETISSTUHL | CHAIR PLATE KIT | KIT PLAQUE SIEGE | KIT PLACA TABURETE | PZ | 54.5
92209056 |  | KIT SOTTOSEDILE | KIT SITZRAHMEN | KIT UNDER SEAT | KIT CHASSIS SIEGE | KIT MARCO ASIENTO | PZ | 545
92209058 |  | GR. PULS. LATERALE | GR. SEITLICHES BEDIENFELD | SIDE CTRL PANL GR. | GR. CLAVIER LATÉRAL | GR BOTONERA LATERAL | PZ | 408
92209060 |  | GR. PULS. LATERALE S300P,S320P | GR. SEIT. BED.FELD S300P,S320P | S300P - S320P SIDE SWITCH GR. | GR. CLAV.COMM.LAT. S300P,S320P | GR. BOTON. LATERAL S300P,S320P | PZ | 372
92209063 |  | GR. BLOCCH SOTTOSEDILE | GRUPPE UNTERSITZBLOCK | GR. BLOCCH SOTTOSEAT | GR. BLOCCH SOTTOASSISE | GR. BLOCCH SOTTOASIENTO | PZ | 51.5
92209064 |  | GR. RINFORZO BRACCIOLO | GR. ARMLEHNEVERSTAERKUNG | ARMREST ADDITIONAL GR. | GR. RENFORT ACCOUDOIR | GR. REFUERZO APOYABRAZO | PZ | 57.5
92209069 |  | GR. RACCORDO SERBATOIO OLIO | GR. ANSCHL. ÖLBEHÄLTER | OIL TANK CONNECTION GR. | GR. RACCORD RÉSERVOIR HUILE | GR. EMPALME DEPÓSITO ACEITE | PZ | 54
92209071 |  | GR. PEDANA DI SICUREZZA | GR. SICHERHEITS-FUSSPLATTE | SAFETY PLATE GR. | GR. PLATEFORME DE SÉCURITÉ | GR. PLATAFORMA DE SEGURIDAD | PZ | 412
92209076 |  | ASTA APPOGGIATESTA STANDARD | STANDARD KOPFSTUETZE-STANGE | STANDARD HEADREST STUD | TIGE TETIERE STANDARD | VARILLA CABEZAL ESTANDARD | PZ | 59
92209078 |  | ASTA APPOGGIATESTA PNEUMATICO | PNEUMAT KOPFSTUETZ-STANGE | PNEUMATIC HEADREST STUD | TIGE TETIERE PNEUMATIQUE | VARILLA CABEZAL NEUMATICO | PZ | 131
92209082 |  | GR.SUPP. POTENZIOM. SCHIENALE | GR.RÜ-LEHNE-POTI-HALTER | GR.BACKREST POTENTIOMETER HOLD | GR.SUPP. POTENTIOMÈTRE DOSSIER | GR.SOP. POTENCIÓMETRO RESPALDO | PZ | 12
92209087 |  | KIT BLOCCO PNEUM ASTA P/TESTA | KIT PNEUM.SPERRE STANGE KOPFST | PNEUM. BLOCK HEADREST STUD | BLOC PNEUM. TIGE TETIERE | BLOCO NEUM. VARILLA CABEZAL | PZ | 111
92209092 |  | KIT 2PZ PROTEZ. APPOGG.PIEDI | FUSSSCHONER KIT 2 STUECKE | FOOTREST PROTECTION SET 2 PCS | SET DE 2 PROT. REPOSE-PIEDS | SET DE 2 PROTEC. REPOSAPIES | PZ | 82
92209102 |  | GR PEDANA SICUREZZA CON MICRO | GR. SICHERHEITSBRETT MIT MIKRO | SAFETY FLOOR BOARD GR. W/MICRO | GR. TAPIS DE SECURITE AVEC MIC | GR. ALFOMBRA SEGURIDAD CON MIC | PZ | 179
92220009 |  | GR. SNODO MOTORID. SOLLEV. | GR. GELENK GETRIEBEMOTOR HEBEN | LIFT. GEARMOTOR ARTICUL GR. | GR. ARTIC.MOTORÉD. MONTÉE | GR ART MOTORRED ELEV | PZ | 196
95509006 |  | KIT RICAMBIO PORTAFUSIBILE 15A | ERS.KIT SICHERUNGSHALTER 16A | 16A FUSE HOLDER SPARE KIT | KIT RECHANGE PORTEFUSIBLE 16A | KIT RECAMBIO PORTAFUSIBLE 16A | PZ | 20
95509007 |  | KIT TERMORESISTENZA PT2/3/4 | ERSATZTEILKIT THERMOWIDERSTAND | RTD SPARE KIT | KIT P.D. THERMORÉSISTANCE | KIT RECAMBIO TERMORESISTENCIA | PZ | 74
95509008 |  | KIT TERMORESISTENZA PT1 | ERSATZTEILKIT THERMOWIDERSTAND | RTD SPARE KIT | KIT RECHANGE THERMORESISTANCE | KIT RECAMBIO TERMORESISTENCIA | PZ | 79.5
95509011 |  | KIT GENER/VAPORE (PARTE INF.) | KIT DAMPFGENERATOR (UNT. TEIL) | STEAM GENERATOR KIT (BOTTOM) | KIT GEN./VAPEUR (PARTIE INF.) | KIT GENER/VAPOR (PARTE INF.) | PZ | 214
95509012 |  | KIT GENER/VAPORE (PARTE SUP.) | KIT DAMPFGENERATOR (OB. TEIL) | STEAM GENERATOR KIT (TOP) | KIT GEN./VAPEUR (PARTIE SUP.) | KIT GENER/VAPOR (PARTE SUP.) | PZ | 117
95509013 |  | KIT RICAMBIO MICROINTERRUTTORI | ERSATZTEILKIT MIKROSCHALTER | MICROSWITCH SPARE KIT | KIT RECHANGE MICROINTERRUPT. | KIT RECAMBIO MICROINTERRUPT | PZ | 46.5
95509014 |  | KIT SERBATOIO CARICO/SCARICO | KIT FÜLL-/ABLASSBEHÄLTER | FILLING/DRAIN TANK KIT | KIT RÉSERVOIR REMPL./ÉVAC. | KIT TANQUE CARGA/DESCARGA | PZ | 168
95509016 |  | KIT RICAMBIO PERNO FORCELLA | ERSATZTEILKIT GABELBOLZEN | FORK PIN SPARE KIT | KIT P.D. PIVOT FOURCHE | KIT RECAMBIO PERNO HORQUILLA | PZ | 33
95509018 |  | KIT PANN ISOLANTE CALDAIA 17LT | KIT KESSELPLATTE 17L | BOILER 17L PANEL KIT | KIT TABLEAU/COMM. CHAUD. 17 L | KIT PANNELLO CALDERA 17L | PZ | 23.5
95509034 |  | KIT PANN ISOLANTE CALDAIA 22LT | KIT KESSELPLATTE 22L | BOILER 22L PANEL KIT | KIT PANN. CHAUDIÈRE 22 L | KIT PANEL CALDERA 22L | PZ | 28.5
95509082 |  | ASS. ELETTROVALVOLA EV1 | GR. MAGNETVENTIL EV1 | EV1 SOLENOID VALVE ASSY | GR. ÉLECTROVANNE EV1 | CONJ ELECTROVALVULA EV1 | PZ | 88
95509093 |  | BOTTIGLIA DOTAZIONE COMPLETA | MITGELIEFERTE FLASCHE | SUPPLIED BOTTLE | BOUTEILLE EN DOTATION | BOTELLA DOTACION | PZ | 32.5
95509110 |  | KIT RICAMBIO MOCOPURE 500 | ERSATZ-KIT MOCOPURE 500 | SPARE PARTS KIT MOCOPURE 500 | KIT PIÈCES DÉT. MOCOPURE 500 | KIT RECAMBIO MOCOPURE 500 | PZ | 405
95509113 |  | KIT PARZIALE GENERATORE VAPORE | DAMPFGENERATOR KIT PARTIELL | STEAM GENERATOR PARTIAL KIT | GR. PARTIEL GEN. VAPEUR | KIT PARCIAL GEN. VAPOR | PZ | 425
95509114 |  | BRAVO UPGRADE KIT | BRAVO AUFRÜSTKIT | BRAVO UPGRADE KIT | KIT MISE À NIVEAU BRAVO | KIT ACTUALIZACIÓN BRAVO | PZ | 195
95509115 |  | ASSIEME TUBO SCARICO | AUSPUFFROHR MONTAGE | DRAYNING PIPE GROUP | ENS. TUYAU DECHARGEMENT | GR. TUBOS DE DESCARGA | PZ | 20
95509116 | (**) | GRUPPO FILI PULIZIA SPRAY TURB | GR. REINIG.DRÄHTE TURB SPRAY | TURBINE SPRAY CLEANING WIRES | FILS DE NETTOYAGE SPRAY TURBIN | HILOS LIMPIEZA SPRAY TURBINA | PZ | 7.7
95509117 |  | GRUPPO OR INTERNI E VITI MMOT | GR. INT. OR + SCHRAUBEN MIKROM | MMOT SCREW & INTERNAL OR UNIT | GR. JOINTS.TOR.INT. ET VIS MM | GRUPO OR INTERNOS Y TOR MICROM | PZ | 17.5
95509120 |  | GRUPPO ATTAC FRONTALE MMOT LED | GR. FRONTS. ANSCHL. MM. LED | LED MMOT FRNT CONNECT GR. | GR.RACCORD FRONTAL M.M. LED | GRUPO CONEX FRONTAL MICROM LED | PZ | 96
95509127 |  | KIT PIEDINO AUTOCLAVE | KIT FUSS FÜR AUTOKLAV | AUTOCLAVE FOOT KIT | KIT PIED AUTOCLAVE | KIT PIE AUTOCLAVE | PZ | 5.7
95509133 |  | KIT 2X OR BECCUCCIO SIRINGA | KIT OR FÜR SPRITZENTUELLE X2 | SYRINGE TIP OR KIT FOR 2 | KIT OR EMBOUT SERINGUE X2 | KIT OR BOQUILLA JERINGA X2 | PZ | 13.5
95509134 |  | KIT OR CORPO SIRINGA | KIT OR SPRITZENKÖRPER | SYRINGE TIP OR KIT | KIT OR CORPS SERINGUE | KIT OR CUERPO JERINGA | PZ | 22
95509135 |  | KIT 2X OR FRONT CORPO VALV SIR | OR VORDERKOERP.SPRITZ.VENT X2 | SYR.VALVE FRONT BODY OR FOR 2 | OR AVANT CORPS VANNE SERIN X2 | OR FRENTE CUERPO VALV JER X2 | PZ | 3
95509138 |  | KIT RACC. TRASD. / PRESSOSTATO | DRUCKWÄCHTER/ TRANS.KONN.KIT | PRESSURE CTRL/TRANS.CONN.KIT | KIT RACC. TRANSD./PRESSOSTAT | KIT. CONNEX. TRANS. PRESOSTATO | PZ | 52
95509140 |  | CONTENITORE BUSTE EVO | EVO-TASCHEN-CONTAINER | EVO BAGS CONTAINER | EVO SACS CONTENEUR | EVO BOLSAS ENVASE | PZ | 33
95509145 |  | GRUPPO POMPA VIBRO/EV6 | GRUPPE PUMPE VIBRO/EV6 | VIBRO/EV6 PUMP GROUP | GR. POMPE VIBRO/EV6 | GRUPO BOMBA VIBRO/EV6 | PZ | 145
95509147 |  | ASSIEME SENSORE CONDUCIBILITA' | GR. LEITFÄHIGKEITSSENSOR | WATER CONDUCTIVITY SENSOR ASS. | GR. CAPTEUR CONDUCTIBILITÉ | GRUPO SENSOR CONDUCTIBILIDAD | PZ | 184
95509149 |  | ASSIEME PRESSOSTATO | DRUCKSCHALTERGRUPPE | PRESSURE SWITCH ASS.Y | GR. PRESSOSTAT | GRUPO PRESÓSTATO | PZ | 57.5
95509150 |  | ASSIEME TRASDUTTORE PRESSIONE | DRUCKGEBERGRUPPE | PRESSURE TRANSDUCER ASS.Y | GR.TRANSDUCTEUR PRESSION | GR TRANSDUCTOR PRESIÓN | PZ | 202
95509151 |  | ASSIEME RALLA | SCHEIBENGRUPPE | SLEWING RING ASS.Y | GR.COURONNE D'ORIENTATION | GR RANGUA | PZ | 20.5
95509152 |  | KIT PIEDINO POSTERIORE | KIT HINTERER FUSS | REAR FOOT KIT | KIT PIED ARRIÈRE | KIT PIE TRASERO | PZ | 8
95509153 |  | KIT PIEDINO ANTERIORE | KIT VORDERER FUSS | FRONT FOOT KIT | KIT PIED AVANT | KIT PIE DELANTERO | PZ | 8.1
95509161 | (*) | KIT RICAMBIO PURE 500 | ERSATZTEILKIT PURE 500 | PURE 500 SPARE PART KIT | KIT RECHANGE PURE 500 | KIT REPUESTO PURE 500 | PZ | 620
95509164 |  | KIT 2PZ ANELLINO POMPA SCARICO | KIT 2 RINGE ABFLUSSPUMPE | SET OF 2 RINGS FOR DRAIN PUMP | KIT 2PCS ANNEAUX POMPE ÉVAC. | KIT 2PZAS ANILLO BOMBA DESAGÜE | PZ | 22
95509167 |  | KIT MANUTENZ. ANNUALE 17/22 LT | KIT JÄHRLICHE WARTUNG17/22L | YEAR MAINTENANCE KIT 17/22LT | KIT ENTRETIEN ANNUEL 17/22 LT | KIT MANTENIMIENTO ANUAL 17/22L | PZ | 68
95509168 |  | KIT MANUTENZ. ANNUALE 28 LT | KIT JÄHRLICHE WARTUNG 28 L | YEAR MAINTENANCE KIT 28LT | KIT ENTRETIEN ANNUEL 28 LT | KIT MANTENIMIENTO ANUAL 28LT | PZ | 85
95509169 |  | POMPA SCAR. MILLWASHING COMPL. | ABFL.PUMPE MILLWASHING KMPL. | COMPL.MILLWASH.DRAIN.PUMP | POMPE ÉVAC. MILLWASHING COMPL. | BOMBA DESCAR.MILLWASHING COMPL | PZ | 166
95509170 |  | ASSIEME CINGHIA | EINHEIT RIEMEN | STRAP UNIT | ENS. SANGLE | GR. CORREA | PZ | 89
95509171 |  | ASSIEME RACCORDO A GOMITO | GRUPPE WINKELANSCHLUSS | ELBOW CONNECTOR GR. | ENS. RACCORD SERRE' | GR. CONEX. ESTRECHO | PZ | 6.1
95509174 |  | INTERRUTT GENERALE MILLWASHING | MILLWASHING GENERELL KNOPF | MILLWASHING GENERAL INTERRUPT. | INTERRUP.GENER.MILLWASHING | INTERRUP.GENER.MILLWASHING | PZ | 18.5
95509175 |  | KIT RICAMBIO PT1000 | ERSATZKIT PT100 | PT100 SPAREPART KIT | KIT RECHANGE PT1000 | KIT RECAMBIO PT1000 | PZ | 115
95509181 |  | ASS ETICHETTE SW STANDARD | ETIKETTE SW STANDARD GR. | STERN W.STND LABEL GR. | ENS. ETIQUET. SW STANDARD | GR.ETIQUE.SW STD | PZ | 32.5
95509182 |  | ASS ETICHETTE SW PLUS | ETIKETTE SW PLUS GR. | STERN W.PLUS LABEL GR. | ENS. ETIQUET. SW PLUS | GR.ETIQUE.SW PLUS | PZ | 29
95509185 |  | KIT MANUT ANNUAL MOD2014 17/22 | KIT JAHRESWART. MOD2014 17/22 | ANNUAL MAINT.KITMOD 2014 17/22 | KIT ENTR ANNUEL MOD2014 17/22 | KIT MANTEN ANUAL MOD2014 17/22 | PZ | 82
95509186 |  | KIT MANUTENZ 3 ANNI TETHYS H10 | KIT WARTUNG 3 JAHRE TETHYS H10 | TETHYS H10 3 YEARS MAINT. KIT | KIT ENTRET 3 ANS TETHYS H10 | KIT MANTENIM 3 AÑOS TETHYS H10 | PZ | 85
95509188 |  | ASS FASCIA STERN WEBER | GR. BAND STERN WEBER | STERN W.BAND GROUP | ENS. BANDE STERN WEBER | GR. BANDA STERN WEBER | PZ | 309
95509191 |  | ASS DISPLAY ENTRY STERN WEBER | DISPLAY ENTRY GR. STERN WEBER | STERN W.DISPLAY ENTRY GR. | ENS. ECRAN ENTREE STERN WEBER | GR.PANTALLA ENTR. STERN WEBER | PZ | 234
95509194 |  | ASS RACCOR MPX/PRESS SICUREZZA | EINH. ANSCHL. MPX/SICHER.DR. | PRESS.SWITCH/MPX CONNECT. GR. | ENS. RACCOR.MPX/PRESS SECUR. | GR. CONEX. MPX/PRES.SEGUR. | PZ | 16.5
95509195 |  | GRUPPO RACC. PASSAPARETE 1/4 | 1/4 WAND ÜBERSCH. VERB. GR. | 1/4 PASS THROUGH JUNCTION GR. | GR.RACC.PASSE-PAROIS 1/4 | GR. CONEXION PASA PARED 1/4 | PZ | 11.5
95509196 |  | ASSIEME PORTA FUSIBILE | ZUSAM.SCHMELZSICH.TRAEGER | FUSE HOLDER ASSEMBLY | GR,. BOITE A FUSIBLES | KIT PORTA FUSIBLE | PZ | 36
95509197 |  | ASS. RULLO ESTRATTORE GOMMATO | ASS. GUMM.AUSZIEHER WALZE | ASS. RUBBER EXTRACTOR ROLLER | ENS.ROULEAU EXTRACT.CAOUTCHOUT | KIT RODILLO EXTRACT. DE CAUCHO | PZ | 108
95509198 |  | GRUPPO PORTAFUSIBILI 11/2018 | SICHERUNGSHALTER-GR. 11/2018 | FUSEBOX 11/2018 GROUP | GROUPE PORTEFUSIBLES 11/2018 | GRUPO.PORTAFUSIBLES 11/2018 | PZ | 75
95509200 |  | KIT UGELLO ROTANTE LECHLER | KIT DREHDÜSE LECHLER | LECHLER ROTATING NOZZLE KIT | KIT BUS ROTATIF LECHLER | KIT BOQUILLAS ROT. LECHLER | PZ | 137
95509201 |  | KIT MANUT PROGR, TETHYS H10 | KIT PROGR. WARTUNG TETHYS H10 | TETHYS H10 PLANNED MAINT. KIT | KIT ENTR PROGR. TETHYS H10 | KIT MANTEN PROGR. TETHYS H10 | PZ | 163
95509202 |  | KIT RICAMBI 1° ANNO TETHYS T6 | KIT ERSATZ. 1. JAHR TETHYS T6 | TETHYS T6 1ST YEAR PARTS KIT | KIT PIÈC.REC.1EANNÉE TETHYST6 | KIT REPUEST 1° AÑO TETHYS T6 | PZ | 169
95509203 |  | KIT RICAMBI 2° ANNO TETHYS T60 | KIT ERSATZ. 2. JAHR TETHYS T60 | TETHYS T6 2ND YEAR PARTS KIT | KIT PIÈC.REC.2EANNÉE TETHYST60 | KIT REPUEST 2° AÑO TETHYS T60 | PZ | 395
95509204 |  | KIT RICAMBI 3° ANNO TETHYS T60 | KIT ERSATZ. 3. JAHR TETHYS T60 | TETHYS T6 3RD YEAR PARTS KIT | KIT PIÈC.REC.3EANNÉE TETHYST60 | KIT REPUEST 3° AÑO TETHYS T60 | PZ | 488
95509205 |  | KIT RICAMBI 1° ANNO TETHYS D60 | KIT ERSATZ. 1. JAHR TETHYS D60 | TETHYS D60 1ST YEAR PARTS KIT | KIT PIÈC.REC.1EANNÉE TETHYSD60 | KIT REPUEST 1° AÑO TETHYS D60 | PZ | 169
95509206 |  | KIT RICAMBI 2° ANNO TETHYS D60 | KIT ERSATZ. 2. JAHR TETHYS D60 | TETHYS D60 2ND YEAR PARTS KIT | KIT PIÈC.REC.2EANNÉE TETHYSD60 | KIT REPUEST 2° AÑO TETHYS D60 | PZ | 395
95509207 |  | KIT RICAMBI 3° ANNO TETHYS D60 | KIT ERSATZ. 3. JAHR TETHYS D60 | TETHYS D60 3RD YEAR PARTS KIT | KIT PIÈC.REC.3EANNÉE TETHYSD60 | KIT REPUEST 3° AÑO TETHYS D60 | PZ | 488
95509208 |  | KIT RICAMBI 1° ANNO TETHYS T45 | KIT ERSATZ. 1. JAHR TETHYS T45 | TETHYS T45 1ST YEAR PARTS KIT | KIT PIÈC.REC.1EANNÉE TETHYST45 | KIT REPUEST 1° AÑO TETHYS T45 | PZ | 169
95509209 |  | KIT RICAMBI 2° ANNO TETHYS T45 | KIT ERSATZ. 2. JAHR TETHYS T45 | TETHYS T45 2ND YEAR PARTS KIT | KIT PIÈC.REC.2EANNÉE TETHYST45 | KIT REPUEST 2° AÑO TETHYS T45 | PZ | 395
95509210 |  | KIT RICAMBI 3° ANNO TETHYS T45 | KIT ERSATZ. 3. JAHR TETHYS T45 | TETHYS T45 3RD YEAR PARTS KIT | KIT PIÈC.REC.3EANNÉE TETHYST45 | KIT REPUEST 3° AÑO TETHYS T45 | PZ | 488
95509212 |  | KIT WI-FI | KIT WI-FI | WI-FI KIT | KIT WI-FI | KIT WI-FI | PZ | 228
95509213 |  | MANUTEN. COMPLETA POMPA H5P3 | H5P3 PUMPE KOMPL.WARTUNGSKIT | H5P3 PUMP COMPL.MAINTEN. KIT | KIT ENTRETIEN COMPL.POMPE H5P3 | KIT MANTEN.COMPL.BOMBA H5P3 | PZ | 182
95509215 |  | KIT MAN. COMPLETO HX10P3 | WART. KIT KOMPLETT HX10P3 | HX10P3 COMPLETE MANUAL KIT | KIT ENTR. COMPLET HX10P3 | KIT MAN. COMPLETO HX10P3 | PZ | 228
95509216 |  | FASCIA VERTICALE FRONTALE | VERT. STREIFEN FRONTAL | FRONT UPRIGHT BAND | BANDE VERTICAL FRONTALE | BANDA VERTICAL FRONTAL | PZ | 166
95509217 |  | GR. SPORTELLO FRONT. PLATINUM | GR. FRONTKLAPPE PLATINUM | PLATINUM FRONT DOOR GR. | GR.PORTE FRONT.PLATINUM | GR.PUERTA FRONT.PLATINUM | PZ | 700
95509218 |  | ASSIEME MANIFOLD | CAMOZZI MANIFOLD | MANIFOLD ASSEMBLY | MANIFOLD CAMOZZI | MANIFOLD CAMOZZI | PZ | 510
95509221 |  | ASS. COPERCHIO SUP. PLATINUM | OBERE DECKELGR. PLATINUM | PLATINUM UPPER LID GR. | ENS.COUV.SUPER.PLATINUM | JUNTO TAPA SUPER.PLATINUM | PZ | 284
95509222 |  | VENTOLA PIÙ CAVO CONN. SCHEDA | LUEFTERRAD MIT PLATINENANSCHLU | BOARD CONNECTION VENT + CABLE | VENTILATEUR+CABLE CON.PLATINE | VENTILADOR+CABLE CONEX.TARJETA | PZ | 69
95509223 |  | RACC. FILTRO SCARICO CON RESCA | ANSCHLUSS ABFLUSSFILTER | DRAIN W/ BARB FILTER CONNECT | CONEX. FILTRE DECHARGEMENT | CONEX. FILTRO DESAGUE | PZ | 21.5
95509224 |  | SERBATOIO CON TAPPO | BEHÄLTER MIT VERSCHLUSS | TANK WITH CAP | RESERVOIR AVEC BOUCHON | DEPOSITO CON TAPA | PZ | 52
95509228 |  | SERBATOIO + ASS. INNESTO | BEHÄLTER + EINSATZEINH. | TANK + CONNECTION GR. | RESERVOIR + ENS. GREFFE | DEPOSITO + JUNTO INJERTO | PZ | 118
95509229 |  | SERB.MOD.INTEMEDIO+ASS.INNESTO | BEHÄLT.MOD. ZW.+EINSATZEINH. | INTERM. MOD. TANK + CONNECT GR | RES.MOD INTERM.+ENS.GREFFE | DEP.MOD.INTERM+JUN.INJERTO | PZ | 83.5
95509230 |  | PRESSOSTATO + O-RING | DRUCKWÄCHTER + O-RING | PRESSURE SWITCH + O-RING | PRESSOSTAT + O-RING | PRESOSTATO + O-RING | PZ | 27
95509231 |  | TRASDUTTORE + O-RING | GEBER + O-RING | TRANSDUCER + O-RING | TRANSDUCTEUR + O-RING | TRANSDUCTOR + O-RING | PZ | 161
95509232 |  | GR.TRASDUTTORE+PRESSOSTATO | GR. GEBER+DRUCKWÄCHTER | TRANSDUCER+PRESSURE SWITCH GR. | GR.TRANSDUCT+PRESSOSTATE | GR.TRANSDUCT+PRESOSTATO | PZ | 270
95509233 |  | GR.FLUSSIMETRO+CABLAGGIO | GR. DURCHFL.M.+VERKABELUNG | FLOW-METER+WIRING GR. | GR. FLUSSIMETRE+CABLAGE | GR. CAUDALIMETRO+CABLEADO | PZ | 49
95509234 |  | GR.RISCONT. BAR SALDANTE 2021 | GR. SCHWEISSENDE STANGE 2021 | 2021 SEALING BAR BLOCK UNIT | GR. BARRE SOUDURE 2021 | GR. BARRA SOLDADORA 2021 | PZ | 73.5
95509235 |  | GR.ESTRATTORE CARTA | GR. PAPIERABZIEHER | PAPER EXTRACTOR GR. | GR. EJECTEUR PAPIER 2021 | GR. EXTRACTOR PAPEL 2021 | PZ | 144
95509236 |  | GR.AGG.GANCIO SERR+INSERT.POZZ | GR.AKT.HAKEN VERR.+SCHACHTE. | WELL LOCK+INS. HOOK UPGR. UNIT | GR.ACCR. SERR. + INSERT PUITS | GR.ENG. SUJECION + INSERTO POC | PZ | 51.5
95509237 |  | GR.SCHEDA ALIMENT. ROLLING | GR. NETZTEIL KARTE ROLLING | ROLLING POW SUPP BOARD GR. | GR. PLAT. ALIM. ROLLING | GR. TARJ. ALIM. ROLLING | PZ | 138
95509238 |  | GR.TUBO PTFE.GROWER.GHIERA | GR.ROHR PTFE.ERZEUGER.RING | RING NUT GROWER PTFE TUBE UNIT | GR. TUYAU PTFE. GROWER BAGUE | GR. TUBO PTFE. GROWER ANILLO | PZ | 40.5
95509239 |  | GR.SUPPORTO BARRA SALDANTE | SCHWEISSBALKEN ABSTUETZ. GR. | SEALING BAR SUPPORT GR. | GR.SUPP. BARRE SOUDEUSE | GR. SOPOR. BARRA SOLDADORA | PZ | 61
95509240 |  | RESISTENZA VASCA T45 | WIDERSTAND WANNE T45 | T45 TANK RESISTOR | ENDURANCE BAIGN. T45 | RESISTENCIA DEPOS. T45 | PZ | 236
95509241 |  | GR.SCHEDA ALIMENT. ROLLING | GR. PLATINE VERSORG. ROLLING | ROLLING POWER SUPPLY BOARD GR. | GR.PLATINE ALIM. ROLLING | GR.TARJ. ALIM. ROLLING | PZ | 141
95509242 |  | DOTAZIONE AUTOCLAVE | AUSST. AUTOKLAV | AUTOCLAVE EQUIPMENT | OUTILS AUTOCLAVE | DOTACION AUTOCLAVE | PZ | 139
95509243 |  | GR. CHIUSURA PORTA H10 | GR. SCHLIESS. KLAPPE H10 | H10 DOOR CLOSING UNIT | GROUPE FERMETURE PORTE H10 | GR.CIERRE PUERTA H10 | PZ | 200
95509244 |  | KIT GUARNIZIONE VASCA T45 | KIT WANNENDICHTUNG T45 | T45 CHAMBER SEAL KIT | KIT JOINT BAC T45 | KIT JUNTA DEPOSITO T45 | PZ | 236
95509245 |  | COLL. CALDAIA_MPX TUBO TELATO | BUND KESSEL_MPX SCHL M. GEWEB. | REINF. HOSE MPX_BOILER CONN. | COLL. CHAUD_MPX TUYAU BACHÉ | COL. CALDERA_MPX TUBO DE LIENZ | PZ | 69
95509246 | (**) | CAVO PER CONN. + CONVERTITORE | KABEL FÜR VERBIND. + WANDLER | CABLE FOR CONN. + CONVERTER | CABLE POUR CONEX+CONVERT. | CABLE P/CONEX. + CONVERTIDOR | PZ | 131
95509247 |  | COPERCHIO SERBATOIO DETERGENTE | DECKEL REIN.MITTELBEH. | DETERGENT TANK COVER | COUVERCLE RÉSERVOIR DÉTERGENT | TAPA DEPÓSITO DETERGENTE | PZ | 550
95509248 |  | GR. SCHEDA DI PROCESSO | GR. PROZESS-PLATINE | PROCESS BOARD UNIT | GR. PLATINE DE PROCES | GR. TARJETA DE PROCESO | PZ | 410
95509249 |  | KIT FLUSSIMETRO CON CABLAGGIO | KIT D.FLUSSM. MIT VERKABELUNG | FLOW METER KIT WITH WIRING | KIT FLUSSIMETRE AVEC CABLAGE | KIT CAUDALIM.CON CABLEADO | PZ | 55.5
95509250 |  | CASSETTO CON MAGNETE | KASTEN MIT MAGNET | DRAWER WITH MAGNET | TIROIR AVEC AIMANT | CAJON CON IMAN | PZ | 101
95509251 |  | KIT MAN. THALYA_THALYA PLUS | KIT WART. THALYA_THALYA PLUS | THALYA_THALYA PLUS MAINT. KIT | KIT ENT. THALYA_THALYA PLUS | KIT MAN. THALYA_THALYA PLUS | PZ | 37
95509252 |  | PIATTO CHIUSURA DELRIN | DELRIN SCHLIESSUNG PLATTE | DELRIN CLOSING PLATE | PLAQUE DE FERMETURE DELRIN | DELRIN CLOSING PLATE | PZ | 51
95509254 |  | DOTAZIONI TETHYS H10 | TETHYS H10 BESTUECKUNGEN | TETHYS H10 EQUIPMENT | ÉQUIPEMENT TETHYS H10 | DOTACIONES TETHYS H10 | PZ | 223
95509255 |  | ASS. DISPLAY ENTRY SW | GR. DISPLAY ENTRY SW | SW ENTRY DISPLAY UNIT | ENS. ECRAN ENTRY SW | GR. PANTALLA ENTRY SW | PZ | 163
95509258 |  | CARTER FRONTALE THALYA PLUS | VORDERE ABDECKUNG THALYA PLUS | THALYA PLUS FRONT CARTER | CARTER FRONT. THALYA PLUS | CARTER DELANT. THALYA PLUS | PZ | 315
95509259 |  | GR. RULLO MOTRICE | GR. KRAFTMASCHINEN-ROLLE | ENGINE ROLL UNIT | GR. ROULEAU MOTRICE | GR. RODILLO IMPULSOR | PZ | 68.5
95509261 |  | KIT CANOTTO DI SCARICO | DRAINING JOINT KIT | DRAINING JOINT KIT | KIT CANOT DE DECHARGEM | KIT BOTE DE DESCARGA | PZ | 125
95509262 |  | PORTELLO ANTERIORE THALYA PLUS | THALYA PLUS FORDERES TUERCHEN | THALYA PLUS FRONT DOOR | PORTE ANTERIEURE THALYA PLUS | PUERTA ANTERIOR THALYA PLUS | PZ | 101
95509263 |  | PORTELLO ANTERIORE THALYA | THALYA FORDERES TUERCHEN | THALYA FRONT DOOR | PORTE ANTERIEURE THALYA | PUERTA ANTERIOR THALYA | PZ | 73
95509264 |  | GR.RISCONT. BAR SALDANTE | GR.RISCONT. BAR SALDANTE | GR.RISCONT. BAR SALDANTE | GR.RISCONT. BAR SALDANTE | GR.RISCONT. BAR SALDANTE | PZ | 145
95510086 |  | GR. MECCANICA T-LED | MECHANIKGR. T-LED | T-LED MECHANICS UNIT | GR. MÉCANIQUE T-LED | GR. MECÁNICA T-LED | PZ | 265
95510087 |  | GR. TASTIERA T-LED | TASTATURGR. T-LED | T-LED KEYPAD UNIT | GR. CLAVIER T-LED | GR. TECLADO T-LED | PZ | 119
95510090 |  | GR. GHIERE T-LED | GR. GEWINDERINGE FÜR T-LED | T-LED RING NUTS UNIT | GR. DOUILLES T-LED | GR. EJES T-LED | PZ | 87
95510115 |  | GR. SNODO T-LED | GELENKGR. T-LED | T-LED ARTICULATION UNIT | GR. ARTICULATION T-LED | GR. ARTICULACIÓN T-LED | PZ | 131
95510117 |  | GR. TASTIERA T-LED | TASTATURGR. T-LED | T-LED KEYPAD UNIT | GR. CLAVIER T-LED | GR. TECLADO T-LED | PZ | 112
95510138 |  | GRUPPO SUPPORTO TELECAMERA | GR. KAMERA ABSTÜTZUNG | CAMERA SUPPORT GROUP | GR. SUPPORT CAMERA | GRUPO SOPORTE CÁMARA | PZ | 66.5
95510178 |  | LAMPADA T LED MYRAY PLUS | LAMPE T LED MYRAY PLUS | MYRAY PLUS T-LED LAMP | LAMPE T LED MYRAY PLUS | LÁMPARA T LED MYRAY PLUS | PZ | 910
95510188 |  | GR. SUPPORTO SENSORE USB | USB-SENSOR-UNTERSTÜTZUNG | USB SENSOR SUPPORT GR. | GR.SUPPORT CAPTEUR USB | GR. SOPORTE SENSOR USB | PZ | 25
95510189 |  | GRUPPO ZEN-X INT. 2017 | ZEN-X GRUPPE INT. 2017 | 2017 INT. ZEN-X GR. | GR. ZEN-X INT. 2017 | GRUPO ZEN-X INT. 2017 | PZ | 452
95520023 |  | GR. OTTICO CON LED PIEZO | OPTIKGR. MIT PIEZO-LED | OPTIC GROUP WITH PIEZO LED | GR. OPTIQUE AVEC LED PIEZO | GRUPO OPTICO CON LED PIEZO | PZ | 155
95520187 |  | MANICO DRITTO SIRINGA 6F-L | HEFT | STRAIGHT HANDLE | POIGNEE DROITE | MANGO | PZ | 137
95520190 |  | MANICO CURVO SIRINGA 6F-L | GEBOGENE HEFT | ANGLED HANDLE | POIGNEE COUDEE | MANGO CURVADO | PZ | 126
95520193 |  | CORPO INTERNO CALDO RESINATO | INNERER HEIZKOERPER SPRITZE | RESIN HOT INTERNAL PART | PARTIE INTERNE CHAUDE RESINE | PARTE INTERIOR CALIENTE RESINA | PZ | 189
95520195 |  | CORPO INTERNO LUCE RESINATO | LICHT HARZEN INNERE KÖRPER | LIGHT RESINED INTERNAL BODY | CORPS INTERNE LUMIERE RESINE | PARTE INTERIOR LUZ RESINADA | PZ | 190
95520204 |  | CORDONE SIR 3F L=1200MM (SEZ.) | SPRITZE SCHLAUCH 3F L=1200MM | SIRINGE TUBING 3F L=1200MM | CORDON SERINGUE 3F L=1200MM | MANGUERA JERINGA 3F L=1200MM | PZ | 168
95520205 |  | CORDONE SIR 3F L=1400MM (SEZ.) | SPRITZE SCHLAUCH 3F L=1400MM | SYRING TUBING 3F L=1400MM | CORDON SERINGUE 3F L=1400MM | MANGUERA JERINGA 3F L=1400MM | PZ | 168
95520219 |  | CORDONE SIR 6F L=1200MM (SEZ.) | 6F SPRITZE SCHLAUCH L=1200MM | 6F SYRINGE TUBING L=1200MM | CORDON SERINGUE 6F L=1200MM | MANGUERA JERINGA 6F L=1200MM | PZ | 168
95520220 |  | CORDONE SIR 6F L=1400MM (SEZ.) | 6F SPRITZE SCHLAUCH L=1400MM | 6F SYRINGE TUBING L=1400MM | CORDON SERINGUE 6F L=1400MM | MANGUERA JERINGA 6F L=1400MM | PZ | 168
95520233 |  | CONF.SIRINGA 3F CURVA SP | SP 3F GEBOGENE SPRITZE | SP 3F ANGLED SYRINGE | SERINGUE 3F COUDEE SP | JERINGA 3F CURVADA SP | PZ | 277
95520234 |  | CONF.SIRING 3F DRITTA SP | SP 3F SPRITZE | SP 3F SYRINGE | SERINGUE 3F SP | JERINGA 3F SP | PZ | 277
95520235 |  | CONF.SIRINGA 3F CURVA CP | CP 3F GEBOGENE SPRITZE | CP 3F ANGLED SYRINGE | SERINGUE 3F COUDEE CP | JERINGA 3F CURVADA CP | PZ | 277
95520256 |  | CORD. 6F LED L=1200 (SEZ.) | 6F-LED SCHLAUCH L=1200 (TRENN) | 6F-L HOSE L=1200 | CORDON 6F-L L=1200 | MANGUERA 6F-L L=1200 | PZ | 163
95520257 |  | CORD. 6F LED L=1400 (SEZ.) | 6F-LED SCHLAUCH L=1400 (TRENN) | SKEMA CP 6F-L HOSE | CORDON 6F-L SKEMA CP | MANGUERA 6F-L SKEMA CP | PZ | 168
95520266 |  | SIR.6F CURVA CP NO SEZ L1400 | UNTR.GEB. 6F-SPRITZE CP L1400 | 6F NON SECT. ANGL. SYR. CP | SER.6F COUDE CP NON SECT L1400 | JER.6F CURVA CP NO SECT L1400 | PZ | 401
95520267 |  | SIR.6F DRITTA SP NO SEZ L1200 | UNTR.GER. 6F-SPRITZE SP L1200 | 6F NON SECT. STRAIGHT SYR. SP | SER.6F DROIT SP NON SECT L1200 | JER.6F RECTO SP NO SECT L1200 | PZ | 401
95520268 |  | SIR.6F CURVA SP NO SEZ L1200 | UNTR.GEB. 6F-SPRITZE SP L1200 | 6F ANG SYRINGE NO SECT L1200 | SER.6F COUDE SP NON SECT L1200 | JER.6F CURVA SP NO SECT L1200 | PZ | 401
95520269 |  | SIR.3F CURVA CP NO SEZ L1400 | UNTR.GEB.3F-SPRITZE CP L1400 | 3F NON SECT ANGL SYR CP L1400 | SER.3F COUDE CP NON SECT L1400 | JER.3F CURVA CP NO SECT L1400 | PZ | 297
95520320 |  | CORD NO SEZ ULTRASUONI L1400 | UNTR.SCHL. ULTRASCHALL L1400 | ULTRASOUND NON SECT HOSE L1400 | CORD NON SECT ULTRASONS L1400 | MANG. NO SECT ULTRASON. L1400 | PZ | 167
95520322 |  | CORD NO SEZ ULTRAS FO L1400 | UNTR.SCHL. OF ULTRASCH. L1400 | FO ULTRAS NON SECT HOSE L1400 | CORD NON SECT ULTRAS FO L1400 | MANG. NO SECT ULTRAS FO L1400 | PZ | 210
95520323 |  | CORD NO SEZ ULTRAS FO L1200 | SCHL. O/TR. L1200 ULTR. LICHTL | FO ULTRAS NON SECT HOSE L1200 | CORD NO SECT ULTRAS FO L1200 | MANG NO SECC ULTRAS FO L1200 | PZ | 210
95520324 |  | CORD NO SEZ T-LED L1400 | UNTR.SCHLAUCH L1400 T-LED | T-LED NON SECT HOSE L1400 | CORD NON SECT T-LED L1400 | MANG. NO SECT T-LED L1400 | PZ | 210
95520325 |  | CORD NO SEZ TELECAMERA L1400 | UNTR.SCHLAUCH FÜR KAMERA L1400 | CAMERA NON SECT. HOSE L1400 | CORD NON SECT CAMERA L1400 | MANG. NO SECT CAMERA L1400 | PZ | 263
95520326 |  | CORD NO SEZ TURB MIDW FO L1400 | UNTR.SCHL. TURB.MIDW OF L1400 | MIDW FO TU NON SECT HOSE L1400 | CORD NON SECT TU. MDW FO L1400 | MANG. NO SECT TU. MDW FO L1400 | PZ | 237
95520327 |  | CORD NO SEZ TURB MIDW L1400 | UNTR.SCHL.TURB MIDW L1400 | MIDW TURB NON SECT HOSE L1400 | CORD NON SECT TURB. MIDW L1400 | MANG. NO SECT TURB. MIDW L1400 | PZ | 199
95520328 |  | CORD NO SEZ TURB BORDEN L1400 | UNTR.SCHL. TURB. BORDEN L1400 | TURB BORDEN NO SECT HOSE L1400 | CORD NON SECT TURB. BORD L1400 | MANG. NO SECT TURB. BORD L1400 | PZ | 184
95520329 |  | CORD NO SEZ MM ARIA MIDW L1200 | UNTR.SCHL. MM LUFT MIDW L1200 | MIDW AIR MM NON SECT HOSE 1200 | CORD NON SECT MM AIR MW L1200 | MANG NO SECT MM AIRE MW L1200 | PZ | 199
95520330 |  | CORD NO SEZ T-LED L1200 | UNTR.SCHL. FÜR TLED L1200 | T-LED NON SECT HOSE L1200 | CORD.NON SECT. T-LED L1200 | MANG.NO SECT. T-LED L1200 | PZ | 210
95520331 |  | CORD NO SEZ TELECAMERA L1200 | UNTR.SCHL. L1200 FÜR KAMERA | CAMERA NON SECT HOSE L1200 | CORD.NON SECT. CAMERA L1200 | MANG.NO SECT. CAMARA L1200 | PZ | 263
95520334 |  | CORD NO SEZ TURB BORDEN L1200 | UNTR.TURB.SCHL. BORDEN L1200 | TURB BORD.NON SECT HOSE L1200 | CORD NON SECT TUR BORDEN L1200 | MANG NO SECT TUR BORDEN L1200 | PZ | 184
95520337 |  | CORD NO SEZ SIRINGA 6F L1200 | UNTR.SCHL. 6F-SPRITZE L1200 | 6F NO SECT SYRINGE L1200 | CORD NON SECT SER. 6F L1200 | MANG. NO SECT SER. 6F L1200 | PZ | 111
95520338 |  | CORD NO SEZ SIRINGA 6F L1400 | UNTR.SCHL. L1400 6F SPRITZE | 6F NO SECT SYRINGE L1400 | CORD NON SECT SER.6F L1400 | MANG. NO SECT SER.6F L1400 | PZ | 111
95520471 |  | LED SMONTABILE 3D-MID | DEMONTIERBARES LED 3D-MID | DETACHABLE LED 3D-MID | LED DEMONTABLE 3D-MID | LED DESCOMPONIBLE 3D-MID | PZ | 29
95520474 |  | CONN. FISSO MM CHIRUR 2015 | VERB. FEST. M/M CHIRURG. 2015 | 2015 SURGIC.MM FIXED CONNECT. | CONN. FIXE MM CHIRUR 2015 | CON. FIJO MM QUIRURGICO 2015 | PZ | 40.5
95520508 |  | CORD SEZ L1200 C-U2 HD | TRENN. SCHL. L1200 C-U2 HD | SECT HOSE L1200 C-U2 HD | CORDON SEZ. L1200 C-U2 HD | MANGUERA SEC L1200 C-U2 HD | PZ | 230
95520509 |  | CORD SEZ L1400 C-U2 HD | TRENN. SCHL. L1400 C-U2 HD | SECT HOSE L1400 C-U2 HD | CORDON SEZ L1400 C-U2 HD | MANGUERA SEZ L1400C-U2 HD | PZ | 230
95520512 |  | CORD NO SEZ L1200 C-U2 HD | UNTR. SCHL. L1200 C-U2 HD | NO SECT. HOSE L1200 C-U2 HD | CORD.NO SEZ. L1200 C-U2 HD | MANG.NO SEZ L1200 C-U2 HD | PZ | 230
95520513 |  | CORD NO SEZ L1400 C-U2 HD DR | UNTR. SCHL. L1400 C-U2 HD DR | NO SECT HOSE L1400 C-U2 HD DR | CORD. NO SEZ L1400 C-U2 HD DR | MANG. NO SEZ L1400 C-U2 HD DR | PZ | 230
95520514 |  | CORD NO SEZ L1400 C-U2 HD ASS | UNTR.SCHL. L1400 C-U2 HD GR | NO SECT. HOSE L1400 C-U2 HD GR | CORD. NO SEZ L1400 C-U2 HD ENS | MANG. NO SEZ L1400 C-U2 HD JUN | PZ | 230
95520586 |  | CONNETT FISSO MM CHIRURG | FESTER VERBINDER CHIRURG. MM | SURGERY MM FIXED CONNECTOR | CONNECT.FIXE MM CHIRURG. | CONECT. FIJO MM QUIRURG. | PZ | 42
95520587 |  | CONNETT FISSO SIRINGA | FESTER VERBINDER SPRITZE | SYRINGE FIXED CONNECTOR | CONNECT.FIXE SERINGUE | CONECTOR FIJO JERINGA | PZ | 24
95520588 |  | CONNETT FISSO T-LED | T-LED FESTER ANSCHLUSS | T-LED FASTENED CONNECTOR | CONNECTEUR FIXE T-LED | CONECTOR FIJO T-LED | PZ | 17.5
95520589 |  | CONNETT FISSO ABLATORE | ZAHNSTEINENT. FESTER ANSCHLUSS | SCALER FIXED CONNECTOR | CONECT. FIX DETARTREUR | CONECT. FIJO ULTRASONIDO | PZ | 27
95520590 |  | CONNETT FISSO TURBINA | TURBINE FESTER ANSCHLUSS | TURBINE FIXED CONNECTOR | CONECT. FIX TURBINE | CONECT. FIJO TURBINA | PZ | 27
95520591 |  | CONNETT FISSO ABLAT EMS/SAT | VERB. FEST. ZAHNST.E. EMS/SAT | EMS/SAT SCALER FIXED CONNECTOR | CONNECT. FIX DETRAR. EMS/SAT | CONECT. FIJO ULTRAS. EMS/SAT | PZ | 28.5
95520592 |  | CONNETT FISSO MM | MM FESTER ANSCHLUSS | MM FASTENED CONNECTOR | CONNECTEUR FIXE MM | CONECTOR FIJO MM | PZ | 40.5
95520595 |  | CONN FEMM CHIAVE B FULL TOUCH | VERB. WEIBL. SCHL. B FULL TOU | FULL TOUCH B KEY FEM CONNECT | CONN.FEM.CLE B FULL TOUCH | CON.FEM.LLAVE B FULL TOUCH | PZ | 84.5
95520597 |  | CONN FISSO MM A TAV ASSIST | FESTE VERB. MM HELFERINELEMENT | ASSIST TABLE MM FIX CONNECT | CONNECT.FIXE MM TABL.ASSIST. | CONEX.FIJO MM BAND. ASIST. | PZ | 78.5
95520599 |  | CONN FISSO ABLATORE TAV ASSIST | FESTE VERB. ZEG HELFERINELEM. | ASSIST TAB SCALER FIX CONNECT | CONNECT.FIXE DETART.TABL.ASSIS | CON.FIJO ULTRASON.BAND.ASIST. | PZ | 59.5
95520600 |  | CONN FEMM CONSOLLE L2 | VERB. WEIBL.BED.KONSOLE L2 | L2 CONSOLLE FEMALE CONNECT. | CONN.FEM.CONSOLLE L2 | CON.FEM.CONSLA L2 | PZ | 44
95520612 |  | BECCUCCIO COMPLETO SIRINGA | SPRITZENABLAUF KPL. | SECTIONABLE NOZZLE | EMBOUT DE SERINGUE COMPLET | BOQUILLA DE JERINGA COMPLETA | PZ | 47
95520613 |  | CONF.SIRINGA 6F CURVA SP | PACK. SPRITZE 6F GEBOGEN SP | SP BENT 6F SYRINGE PACK | PAQ.SERINGUE 6F COURBE SP | PAQU.JERINGA 6F CURVA SP | PZ | 391
95520614 |  | CONF.SIRING 6F DRITTA SP | PACK. SPRITZE 6F GERADE SP | SP STRAIGHT 6F SYRINGE PACK | PAQ.SERING 6F DROITE SP | PAQU.JERINGA 6F RECTA SP | PZ | 391
95520615 |  | CONF.SIRINGA 6F CURVA CP | SPRINGPHASE 6F L1400 PACK. | CP CURVE 6F SYRINGE PACK | PAQ.SERINGUE 6F COURBE CP | PAQU.JERINGA 6F CURVA CP | PZ | 391
95520616 |  | CONF.SIRINGA 6F-L CURVA SP | PACK. SPRITZE 6F-L GEBOGEN SP | SP BENT 6F-L SYRINGE PACK | PAQ.SERINGUE 6F-L COURBE SP | PAQU.JERINGA 6F-L CURVA SP | PZ | 483
95520617 |  | CONF.SIRINGA 6F-L DRITTA SP | PACK. SPRITZE 6F-L GERADE SP | SP STRAIGHT 6F-L SYRINGE PACK | PAQ.SERINGUE 6F-L DROITE SP | PAQU.JERINGA 6F-L RECTA SP | PZ | 483
95520618 |  | CONF.SIRINGA 6F-L CURVA CP | VERP. GEB. SPRITZE 6F-L CP | CP BENT 6F-L SYRINGE PACK | PAQ.SERINGUE 6F-L COURBE CP | PAQU.JERINGA 6F-L CURVA CP | PZ | 483
95520651 |  | CONNETT FISSO T-LED L=500MM | VERB. FEST. T-LED L=500MM | L=500MM T-LED FIXED CONNECTION | CONNEC.FIXE T-LED L=500MM | CONEC.FIJO T-LED L=500MM | PZ | 20.5
95520663 |  | CONF. I-XR3 2023 | VERP. I-XR3 2023 | PACK. I-XR3 2023 | EMB. I-XR3 2023 | CONF. I-XR3 2023 | PZ | 535
95520664 |  | CONF. I-XR3 L 2023 | VERP. I-XR3 L 2023 | PACK. I-XR3 L 2023 | EMB. I-XR3 L 2023 | CONF. I-XR3 L 2023 | PZ | 780
95520665 |  | CONF. I-XS4 2023 | VERP. I-XS4 2023 | PACK. I-XS4 2023 | EMB. I-XS4 2023 | CONF. I-XS4 2023 | PZ | 1340
95520674 |  | CONF. I-XR3 L FLUO 2023 | VERP. I-XR3 L FLUO 2023 | PACK. I-XR3 L FLUO 2023 | EMB. I-XR3 L FLUO 2023 | CONF. I-XR3 L FLUO 2023 | PZ | 950
95520675 |  | CONF. I-XS4 FLUO 2023 | VERP. I-XS4 FLUO 2023 | PACK. I-XS4 FLUO 2023 | EMB. I-XS4 FLUO 2023 | CONF. I-XS4 FLUO 2023 | PZ | 1550
95520692 |  | CORD SEZ MM CHIRUR L1200 | TREN. SCHL. CHIR. MM L1200 | SECT. SURG. MM HOSE L1200 | CORD. SEC. MM CHIR. L1200 | MANG. SECC. MM QUIR. L1200 | PZ | 449
95520693 |  | CORD SEZ MM CHIRUR L1400 | TRENN. SCHLAUCH MM CHIR L1400 | SECT. SURG. MM HOSE L1400 | CORD. SEC.MM CHIR. L1400 | MANG. SECC MM QUIR. L1400 | PZ | 449
95520697 |  | CORD SEZ MM CONSERV LED L1200 | TREN. SCHL. KONS. MM LED L1200 | SECT. CONS. MM LED HOSE L1200 | CORDC. SEC. MM CONS.LED L1200 | MANG. SECC.MM CONS LED L1200 | PZ | 383
95520698 |  | CORD SEZ MM CONSERV LED L1400 | TRENN SCHLAUCH KONS LED L1400 | SECT. CONS. LED MM HOSE L1400 | CORD.SEC.MM CONS.LED L1400 | MANG.SECC. MM CONS LED L1400 | PZ | 383
95520702 |  | CORD SEZ MM CONSERV L1200 | TRENN. SCHLAUCH MM KONS. L1200 | SECT. CONS. MM HOSE L1200 | CORD.SEC. MM CONS. L1200 | MANG. SECC. MM CONS. L1200 | PZ | 368
95520703 |  | CORD SEZ MM CONSERV L1400 | TREN. SCHL. KONS. MM L1400 | SECT. CONS. MM HOSE L1400 | CORD.SEC.MM CONS. L1400 | MANG.SECC.MM CONS. L1400 | PZ | 368
95520707 | (**) | CONF COURTESY MMOTOR R FLUO | VERP COURTESY MMOTOR R FLUO | PACK. COURTESY MMOTOR R FLUO | EMB. MICORM. COURT. R FLUO | CONF MMOTOR PRESTAMO R FLUO | PZ | 341
95520714 | (**) | CONF COURTESY MMOTOR S FLUO | VERP. COURTESY MMOTOR S FLUO | PACK. COURTESY MMOTOR S FLUO | EMB. MICROM. COURT. S FLUO | CONF MMOTOR PRESTAMO S FLUO | PZ | 469
95529096 |  | ABLATORE SC-A2 (E) | ZEG SC-A2 STERN WEBER (E) | SC-A2 STERN WEBER SCALER (E) | DETARTREUR SC-A2 STERN W. (E) | ULTRASONIDOS SC-A2 (E) | PZ | 365
95529097 |  | ABLATORE SC-A3 (E) | ZEG SC-A3 STERN WEBER (E) | SC-A3 STERN WEBER SCALER (E) | DETRARTEUR SC-A3 STERN W. (E) | ULTRASONIDOS SC-A3 (E) | PZ | 650
95529100 |  | ABLATORE SURGISON 2 | ZEG SURGISON 2 | SURGISON 2 SCALER | DETARTREUR SURGISON 2 | DESTARTARIZADOR SURGISON 2 | PZ | 705
95529145 |  | ABLATORE SC-A2 (S) | ZEG SC-A2 STERN WEBER (S) | SC-A2 STERN WEBER SCALER (S) | DETARTR. SC-A2 STERN WEBER (S) | ULTRASONIDOS SC-A2 (S) | PZ | 365
95529146 |  | ABLATORE SC-A3 (S) | ZEG SC-A3 STERN WEBER (S) | SC-A3 STERN WEBER SCALER (S) | DETARTR. SC-A3 STERN WEBER (S) | ULTRASONIDOS SC-A3 (S) | PZ | 650
95529152 |  | MANICO SIRINGA 3F CURVO RICAMB | GRIFF FUER GEBOGENE 3F-SPRITZE | 3F ANGLED SYRINGE HANDLE | POIGNEE SER. 3F COUDEE | MANGO JERINGA 3F CURVADO | PZ | 95.5
95529153 |  | MANICO SIRINGA 3F DRITTO RICAM | 3F SPRITZE HEFT | 3F SYRINGE HANDLE | POIGNEE SERINGUE 3F | MANGO JERINGA 3F | PZ | 99
95529154 |  | MANICO SIRINGA 6F CURVO RICAMB | 6F GEBOGENE SPRITZE HEFT | 6F ANGLED SYRINGE HANDLE | POIGNEE SER. 6F COUDEE | MANGO JERINGA 6F CURVADO | PZ | 102
95529155 |  | MANICO SIRINGA 6F DRITTO RICAM | 6F SPRITZE HEFT | 6F SYRINGE HANDLE | POIGNEE SERINGUE 6F | MANGO JERINGA 6F | PZ | 103
95529192 | (**) | CHIAVE SERRAGGIO TAPPO STANDAR | STAND STÖPSEL EINSPANN SCHLÜS | STANDARD COVER CLOSING KEY | CLEF SERRAGE BOUCHON STANDARD | LLAVE AJUSTE TAPON ESTANDAR | PZ | 16
95529194 | (**) | CHIAVE SERRAGGIO TAPPO MINIATU | MIN. STÖPSEL ENSPANN SCHLÜSSEL | MIN. COVER CLOSING KEY | CLEF SERRAGE BOUCHON MINIAT. | LLAVE AJUSTE TAPON MIN. | PZ | 11.5
95529224 |  | CONF.LED SMONTAB. MM E TURBINE | PACK. AUSBAUB. LED MM U. TURB. | REMOV.LED PACK FOR MM+TURBINES | PAQ.LED DÉMONTAB. MM +TURBINES | PAQU.LED DESMON. MM Y TURBINAS | PZ | 45
95529229 |  | TAPPO PB COMPLETO EVO CON PREC | KOMPLETT EVO PB STÖPSEL | COMPLETE PB CAP EVO | BOUCHON PB COMPL.EVO AVEC PREC | TAPON COMPLETO PB EVO | PZ | 37.5
95529230 |  | ROTORE EVO STANDARD RICAMBIO | EVO STANDARD ROTOR | ROTOR EVO STANDARD | ROTOR EVO STANDARD PIÈCE REC. | ROTOR EVO ESTANDAR | PZ | 207
95529231 |  | TAPPO PB MINI COMPL.EVO PRECAR | KOMP EVO PB MINI STÖPSEL VORL. | MINI CAP PB COMPL EVO PRECAR | BOUCHON PB MINI COM.EVO PRECAR | MINI TAPON PB COMPL EVO PRECAR | PZ | 40
95529232 |  | ROTORE EVO MINIATURE RICAMBIO | ROTOR EVO MINIATUR | ROTOR EVO MINIATURE | ROTOR EVO MINIATURE PIÈCE REC. | ROTOR EVO MINIATURAS | PZ | 290
95529248 | (**) | STRUMENTO PER PULIZIA SPRAY | INSTRUMENT FÜR SPRAY-REINIGUNG | SPRAY CLEANING DEVICE | INSTRUMENT POUR NETTOYAGE SPR. | INSTRUMEN. PARA LIMPIEZA SPRAY | PZ | 28
95529249 |  | CAPPUCCIO LED ATTACCO RAP TURB | SCHNELL VERB. TURB. LED HAUBE | RAPID COUP.TURB.LED CAP | CAPUCHON LED RACC.RAPID TURBIN | TAPA LED ATAQUE RAP. TURB. | PZ | 22.5
95529250 | (**) | ATTREZZATURA MONT OR CORDONE | MONTAGEAUSRÜSTUNG CORDON | OR HOSE ASSEMBLY EQUIPM. | EQUIP.INSTAL.OR CORDON | EQUIPO MONTAJE OR MANGUERA | PZ | 11
95529252 |  | GR GHIERA INTERRUTTORE SIRINGA | SPRITZSCHALTERRING | GR SYRINGE SWITCH NUT | GR. VIROLE INTERRUP.SERING. | GR. TUERCA INTERUPT JERINGA | PZ | 15.5
95529253 |  | KIT CORPO VALVOLE PK SIRINGA | PK VENTILKOERPER-KIT SPRITZE | SYRINGE PK VALVES UNIT KIT | KIT CORPS VANNE PK SERINGUE | KIT CUERPO VALVULA PK JERINGA | PZ | 69
95529270 | (**) | UGELLO STROZZATORE COMPLETO | KOMPLETTE DROSSEL DUESE | COMPLETE RESTRICTOR NOZZLE | BUSE ETRANGLEUR COMPLET | BOQUILLA ESTRANG. COMPLETA | PZ | 9
95529271 |  | T-LED-RICAMBI-PLASTICHE | T-LED ERSATZTEILE PASTIKTEILE | T-LED PLASTIC PARTS | T-LED RECHANGE PLASTIQUES | T-LED RECAMBIO PLASTICOS | PZ | 51.5
95529272 |  | T-LED-RICAMBI-PARTE ANTERIORE | ERSATZTEILE VORD. TEILE T-LED | T-LED FRONT SPARE PARTS | T-LED RECH. PARTIE ANTERIEURE | T.LED RECAMBIO PARTE DELANTERA | PZ | 135
95530051 |  | ASS GENERATORE DI VAPORE 230V | GR DAMPFGENERATOR 230V | STEAM GENERATOR ASSY 230V | ENS. GENERAT. VAPEUR 230V | CONJ GENERADOR DE VAPOR 230V | PZ | 565
95530054 |  | ASSIEME ELETTROVALVOLA EV4 | GR. MAGNETVENTIL EV4 | SOLENOID VALVE EV4 ASSY | GR. ÉLECTROVANNE EV4 | CONJUNTO ELECTROVALV EV4 | PZ | 87
95530055 |  | ASSIEME ELETTROVALVOLA EV5 | GR. MAGNETVENTIL EV5 | SOLENOID VALVE EV5 ASSY | GR. ÉLECTROVANNE EV5 | CONJUNTO ELECTROVALV EV5 | PZ | 104
95530064 |  | ASS SPORTELLO | GR. TÜR | DOOR ASSY | GR. PORTE | CONJ PORTILLO | PZ | 510
95530072 |  | ASS PRESSOSTATO | GR DRUCKSCHALTER | PRESSURE SWITCH ASSY | GR. PRESSOSTAT | CONJ PRESOSTATO | PZ | 44.5
95530074 |  | ASS SCAMBIATORE DI CALORE | GRA WÄRMEAUSTAUSCHER | HEAT EXCHANGER ASSY | GR. ÉCHANGEUR DE CHALEUR | CONJ CAMBIADOR DE CALOR | PZ | 253
95530085 |  | KIT STAMPANTE TERMICA CUSTOM | THERMODRUCKER CUSTOM KIT | CUSTOM THERMAL PRINTER KIT | KIT IMPRIMANTE THERM. CUSTOM | KIT IMPRESORA TERMICA CUSTOM | PZ | 490
95530104 |  | ASS PATTINO DI TAGLIO | GR. SCHNEIDSCHUH | CUT SKID | PATIN DE COUPE | GR PATIN DE CORTE | PZ | 104
95530107 |  | ASS TUBO | GR. SCHLAUCH | TUBE ASSEMBLY | ENS. TUBE | CONJUNTO TUBO | PZ | 37
95530148 |  | ASS POMP VUOTO H-5/P-3 | H-5/P-3 VAKUUMPUMPE GR. | H-5/P-3 VACUUM PUMP ASS.Y | ENS. POMPE A VIDE H-5/P-3 | CONJ BOMBA VACIO H-5/P-3 | PZ | 483
95530208 | (*) | KIT 2 CARTUCCE PURE 100 | KIT 2 PATRONEN MOCOPURE 100 | PURE 100 CARTRIDGE KIT | KIT 2 CARTOUCHES MOCOPURE 100 | KIT 2 CARTUCHOS MOCOPURE 100 | PZ | 135
95530213 |  | ASS SERBATOIO CARICO/SCARICO | GR FÜLL-/ABLASSBEHÄLTER | FILL/DISCHARGE TANK ASSY | GR. RÉSERVOIR REMPLISS./ÉVAC. | CONJ TANQUE CARGA/DESC | PZ | 204
95530292 |  | ASS ALBERO A CAMME | ASS NOCKENWELLE | ASS CAMSHAFT | ASS DE L'ARBRE À CAMES | ASS. DEL ÁRBOL DE LEVAS | PZ | 158
95530338 |  | ASS. RULLO DI SCHIACCIAMENTO | ASS CRUSH-ROLLER | ASS CRUSH ROLLER | ASS DE BROYAGE ROULEAU | ASS APLASTAR A RODILLO | PZ | 84
95530340 |  | ASSIEME MOTORIDUTTORE | ASS TÜR-GEAR | GEAR ASSEMBLY | ASS DE PORTE MOTO-RÉDUCTEUR | ASS DE LA PUERTA DE MOTO-REDUC | PZ | 213
95530349 |  | ASS MOTORIDUTTORE BERNIO | GR. GETRIEBEMOTOR BERNIO | BERNIO GEARMOTOR ASS | GR. MOTOREDUCTEUR BERNIO | GR MOTORREDUCTOR BERNIO | PZ | 269
95530350 |  | TELAIO RULLIERA | ROLLENBAHNRAHMEN | ROLLER CONVEYOR FRAME | CHASIS ROULEAU | CHASIS RODILLO | PZ | 233
95530396 |  | ASS SCAMBIATORE DI CALORE | WAERMETAUSCHER GR. | COMPLETE HEAT EXCH. ASSEMBLY | ENS. ECHANGEUR DE CHALEUR | GR. INTERCAMB. DE CALOR | PZ | 209
95530397 |  | ASS POMPA VIBRO | GR. PUMPE VIBRO | VIBRO PUMP ASS. | GR. POMPE VIBRO | GR BOMBA VIBRO | PZ | 160
95530400 |  | ASS POMPA VUOTO H5P3 | LEERE PUMPE GR. H5P3 | H5/P3 VACUUM PUMP ASSEMBLY | GR.POMPE A VIDE H5P3 | GR. BOMBA DE VACIO H5P3 | PZ | 520
95530404 |  | ASS IMBALLO | EINH. VERPACKUNG | PACKAGING ASSY | ENS EMBALLAGE | CONJ. EMBALAJE | PZ | 104
95530405 |  | KIT POMPA VUOTO EVO10 | KIT VAKUUMPUMPE EVO10 | EVO10 VACUUM PUMP KIT | KIT POMPE Á VIDE EVO10 | KIT BOMBA VACÍO EVO10 | PZ | 955
95530418 |  | ASS COPERCHIO SERBATOIO | TANKABDECKUNG GR. | TANK COVER ASSEMBLY | ENS.COUVER.RESERVOIR | GR. TAPA DEPOSITO | PZ | 50
95530431 |  | ASS DISPLAY TOUCH | ASS TOUCH-SCREEN | ASS TOUCH SCREEN | ASS ECRAN TACTILE D'AFFICHAGE | ASS PANTALLA TACTIL | PZ | 308
95530440 |  | ASS FASCIA SUPER PLUS BIANCA | GR. OB. BLENDE FUTURA WEISS | WHITE FUTURA SUPER COV ASS.Y | GR.CARTER SUP.FUTURA BLANC | GR REGLETA SUPER FUTURA BIANCA | PZ | 410
95530452 |  | ASS PERNO TR 16X3 | ASS PIN TR 16X3 | ASS PIN TR 16X3 | ASS BROCHE TR 16X3 | ASS PIN TR 16X3 | PZ | 134
95530498 |  | KIT POMPA VUOTO EVO30 | KIT VAKUUMPUMPE EVO30 | EVO30 VACUUM PUMP KIT | KIT POMPE À VIDE EVO30 | KIT BOMBA VACÍO EVO30 | PZ | 1350
95530567 |  | ASS VASCA E SONOTRODI | EINH. KAMMER UND SONOTRODEN | TANK AND SONOTRODE GR. | ENS BAC ET SONOTRODES | GR. BASCA | PZ | 965
95530572 |  | DOTAZIONE COMUNE SERIE NOW | ALLG. AUSSTATTUNG SERIE NOW | SERIESNOW"COMMON EQUIPMENT" | EQUIP.COMMUNE SERIE NOW | DOTACION COMUN SERIE NOW | PZ | 26
95530573 |  | DEMINERALIZ. MOCOPURE 500.1 | ENTMINERAL. MOCOPURE 500.1 | MOCOPURE 500.1 DEMINERALIZER | DÉMINÉRALIS. MOCOPURE 500.1 | DESMINERALIZ. MOCOPURE 500.1 | PZ | 1580
95530574 |  | ASS COPERCHIO LATERALE | SEITLICHE ABDECKUNG GR. | SIDE COVER GROUP | ENS.COUVERCLE COTE | GR. TAPA LADO | PZ | 44.5
95530591 |  | ASS DECALCIFICATORE | EINH. ENTKALKER | DECALCIFIER GROUP | ENS. DECALCIFICATEUR | GR. DECALCIFICADOR | PZ | 240
95530592 |  | ASS RISCALDATORE | HEIZGAERET GR. | HEATER GR. | ENS. RECHAFFEUR | GR. CALENTADOR | PZ | 397
95530593 |  | ASS SERBATOIO DETERGENTE | REINIGUNGSMITTELTANK GR. | CLEANER TANK GR. | ENS. RESERVOIR DETERG. | GR. DEPOSITO DETERGENTE | PZ | 107
95530597 |  | ASS LAMELLA | LAMELLE GR. | STRIP GROUP | ENS. LAMELLE | JUNTO LAMINA | PZ | 140
95530599 |  | ASS POMPA RICIRCOLO | EINH. UMWÄLZPUMPE | RECIRCULATING PUMP GR. | ENS. POMPE RECIRCULATION | GR. BOMBA DE RECIRCULACION | PZ | 369
95530631 |  | ASS GANCIO | HAKENGRUPPE | HOOK GROUP | ENS. CROCHET | GR. ENGANCHE | PZ | 98.5
95530680 |  | ASS GENERATORE DI VAPORE 120V | DAMPFGENERATOR GR. 120V | 120V STEAM GENERATOR GR. | ENS. GENERAT. VAPEUR 120V | GR. GENER.DE VAPOR 120V | PZ | 266
95530689 |  | ASS SCATOLA FRESE | FRÄSE DOSE AUSRÜSTUNG | DRILL BOX ASS. | ENS BOITE FRAISES | CONJ CAJA CUCHILLA | PZ | 105
95530742 |  | ASS SCARICO ARIA | GR. LUFTAUSLASS | AIR OUTLET ASSY | ASS ECHAPPEMENT AIR | CONJ DESCARGA AIRE | PZ | 255
95530773 |  | SENSORE DI LIVELLO CABLATO | VERDRAHT. NIVEAUSENSOR | CABLED LEVEL SENSOR | SENSEUR CABLE' DE NIVEAU | SENSOR DE NIVEL CABLEADO | PZ | 60
95530774 |  | PANNELLO FRONTALE | FRONTPLATTE | FRONT PANEL | PANNEAU FRONTAL | PANEL FRONTAL | PZ | 147
95530775 |  | GRUPPO MOTORIDUTTORE CBF MOTOR | GRUPPE GETRIEBEMOTOR CBF MOTOR | MOTOR CBF GEAR MOTOR GR. | GROUPE MOTORÉDUCTEUR CBF MOTOR | GRUPO MOTORREDUCTOR CBF MOTOR | PZ | 250
95530776 |  | GRUPPO MOTORIDUT AVANZ+ENCODER | GR. GETRIEBEM. VORSCH.+ENCOD. | ADVAN+ENCODER GEAR MOTOR GR. | GROUPE MOTORÉDUCT AVANC+ENCOD. | GRUPO MOTORREDUCT AVANC+CODIF | PZ | 223
95530777 |  | GRUPPO MOTOR. BARRA SALDANTE | GRUPPE MOTOR. SIEGELLEISTE | SEALING BAR MOTOR. GR. | GROUPE MOTOR. BARRE DE SOUDAGE | GRUPO MOTOR. BARRA SELLADORA | PZ | 136
95530795 |  | KIT GIRANTE POMPA RICIRCOLO | KIT LAUFRAD RÜCKFÜHRUNGSPUMPE | RICIRCUL.PUMP KIT | KIT ROTOR POMPE RECIRCULATION | KIT ROTOR BOMBA RECIRCULACIÓN | PZ | 22.5
95530803 |  | ASS GENER. VAPORE 230V 50/60HZ | 230V DAMPFGENERATOR ASS | STEAM GENERATOR GR. 230V | GR.GENERATEUR DE VAPEUR | GR. GENERADOR DE VAPOR 230V | PZ | 295
95530817 |  | ASS GRUPPO CHIUSURA A VITE | SCHRAUBENSCHLIESSGRUPPE | SCREW CLOSING GROUP | GR. FERMETURE A VIS | JUN.GR.CIERRE A TORNILLO | PZ | 398
95530850 |  | ASS SENSORE CONDUCIBILITÀ | LEITFADENSENSOR GR. | CONDUCTIVITY SENSOR GR. | ENS.CAPTEUR CONDUCTIVITE | JUNT.CAPTADOR CONDUCTIVIDAD | PZ | 227
95530853 |  | ASS SENSORE REED DEMI | EINH. REED-SENSOR DEMI | REED DEMI SENSOR GR. | ENS.CAPTEUR REED DEMI | JUNTO CAPTADOR REED DEMI | PZ | 57.5
95530854 |  | ASS SENSORE REED RICIRCOLO | EINH. REED-SENSOR UMWÄLZUNG | RECYCL. REED SENSOR GR. | ENS.CAPTADOR REED RECIRCUL. | JUNTO CAPTADOR REED RECIRC. | PZ | 60
95530855 |  | ASS INNESTO SERBATOIO | BEHAELTER VERSCHLUSS GR. | TANK CONNECTION GR. | ENSEBLE INSERT RESERVOIR | JUNTO INJERTO DEPOSITO | PZ | 27.5
95530859 |  | ASS SUPPORTO E DISPLAY TFT 7'' | TRAEGER UND DISPLAY GR. TFT7'' | SUPPORT AND DISPLAY TFT7'' GR. | ENS.SUPPORT ET DISPLAY TFT 7'' | JUNTO SOPORTE Y DISPLAY TFT7'' | PZ | 347
95530868 |  | ASS ELETTROVALVOLA SERBATOI | TANKMAGNETVENTIL GR. | TANKS SOLENOID VALVE GR. | ENS.ELECTROVANNE RESERVOIR | GR.ELECTROVALV. DEPOSITO | PZ | 87.5
95530872 |  | ASS POMPA VUOTO H5 50 HZ | H5 50 HZ VAKUUMPUMPE KIT | H5 50 HZ VACUUM PUMP ASSY | POMPE A VIDE H5 50 HZ | CONJ BOMBA VACIO H5 50 HZ | PZ | 349
95530926 |  | ASS GENER. VAPORE 120V 60HZ | ALLG. BAUGR. DAMPF 120V 60HZ | STEAM GENER. ASSY 120V 60HZ | ENS. GÉNÉR. VAPEUR 120V 60HZ | CONJ. GENER. VAPOR 120 V 60 HZ | PZ | 415
95530937 |  | ASS POMPA VUOTO HX10P3 50/60HZ | LEERE PUMPE GR. HX10P3 50/60HZ | HX10P3 50/60HZ VACUUM PUMP GRO | ENS.POMPE VIDE HX10P3 50/60HZ | JUN.BOMBA VAC.HX10P3 50/60HZ | PZ | 530
95531056 |  | ADATTATORE LUBRIF. MANDRINO | ADATTATORE LUBRIF. MANDRINO | ADATTATORE LUBRIF. MANDRINO | ADATTATORE LUBRIF. MANDRINO | ADATTATORE LUBRIF. MANDRINO | PZ | 45
95531061 |  | ASS MOTORE BARRA SALDANTE 2021 | EINH. MOTOR SIEGELLEISTE 2021 | 2021 HEATING BAR MOTOR ASSY | ENS MOTEUR BARRE DE SOUD 2021 | CONJ MOTOR BARRA SELLAD. 2021 | PZ | 165
95531082 |  | GR. OLIO | GR. ÖL | OIL UNIT | GR. HUILE | GR. ACEITE | PZ | 336
95531087 |  | GR. ATT. MANIPOLI THALYA | GR. ANSCHL. HANDSTÜCKE THALYA | THALYA HANDPIECE CONN. UNIT | GR. ATT. PIECES A MAIN THALYA | GR. AT. PIEZAS DE MANO THALYA | PZ | 437
95531088 |  | GR. ATT. MANIPOLI THALYA PL. | GR. ANSCHL. HANDST. THALYA PL. | THALYA PL. HANDPIECE CON. UNIT | GR.ATT.PIECES A M.THALYA PL. | GR.AT.PIEZAS DE M.THALYA PL. | PZ | 590
95531089 |  | GR. ATTACCO MIDWEST THALYA | GR. ANSCHLUSS MIDWEST THALYA | THALYA MIDWEST CONNECTION UNIT | GR.ATT. MIDWEST THALYA | GR.AT. MIDWEST THALYA | PZ | 5.4
95531090 |  | GR. ATTACCO MIDWEST THALYA PL. | GR. ANSCHL. MIDWEST THALYA PL. | THALYA MIDWEST PL. CONN. UNIT | GR.ATT.MIDWEST THALYA PL. | GR.AT.MIDWEST THALYA PL. | PZ | 15
95531095 |  | GR. SERBATOI | GR. BEHÄLTER | TANK UNIT | GR. RESERVOIR | GR. DEPOSITO | PZ | 520
96600040 |  | GR. BRACCI RADIOGRAFICO | RX ARME GRUPPE | RX ARMS GROUP | GROUPE BRAS RX | GRUPO BRAZOS RX | PZ | 1320
96600052 |  | KIT MONOBLOCCO RX | KIT MONOBLOCK RECHTS | RX MONOBLOC KIT | KIT MONOBLOC RX | KIT MONOBLOQUE RX | PZ | 1900
96600060 |  | GR. CAVO TESTATA RX AC | RX AC KABEL KOPF GR. | RX AC HEAD CABLE GROUP | ENS. CABLE TETE RX AC | GR CABLE CABEZAL RX AC | PZ | 49
96600066 |  | GR. TESTATA RX DC PLUS | KOPFGR RX DC PLUS | RX DC PLUS HEAD ASSEMBLY | GROUPE TETE RX DC PLUS | GRUPO CABEZA RX DC PLUS | PZ | 3800
96600072 |  | GR. CONO TONDO RX DC | GR. KEGEL RUND (30 CM) RX DC | ROUND CONE GR(30 CM) FOR RX DC | GR. CONE ROND (30 CM) RX DC | GR CONO REDONDO RX DC | PZ | 122
96600074 |  | GR. PALMARE RX AC MYRAY | PALMGERAET GR. RX AC MYRAY | RX-AC MYRAY PALMCONTROL GR. | GR. CLAVIER COMM. RX AC MYRAY | GR. PALMAR RX AC MYRAY | PZ | 550
96600080 |  | GR. BRACCI RX DC | GRUPPE ARME RX-DC MYRAY | PANTOGR. ARMS RX-DC MYRAY GR. | GR. BRAS RX-DC MYRAY | GRUPO BRAZOS RX-DC MYRAY | PZ | 1270
96600082 |  | GR. COMPL. CENTRALINA 115V | KOMPL. GR. STEUERGERÄT 115V | 115V CONTROL UNIT COMPL. GR. | GR. COMPL. BOÎTIER 115V | GR. COMPL. CENTRAL 115V | PZ | 11.5
96600083 |  | GR. SUPPORTO PER PALMARE | GR. HALTER FUER PALMGERAET | GR. HANDHELD SUPPORT | ENS. SUPP. POUR TÉLÉCOMMANDE | GR. SOPORTE PARA PALMAR | PZ | 66
96600085 |  | GR. TESTATA RX DC | KOPFTEIL GRUPPE RX DC | MYRAY RX-DC HEAD ENGINE GR. | GR. CULASSE RX-DC MYRAY | GRUPO CABEZAL RX DC | PZ | 2950
96600086 |  | GR. BRACCI RX DC | RX DC ARMGR. | DC EXT. RX ARM GROUP | GR. BRAS EXT. RX DC | GR. BRAZOS RX DC | PZ | 1290
96600094 |  | GR CORREDO BRACCI PASS-THROUGH | DURCHGEHENDER ARM-GR. | PASS-THROUGH ARM SET GR. | GR. SET BRAS PASSANTS | GR. BRAZOS PASANTES | PZ | 74
96600095 |  | GR CORR PIASTRA INT. SIN. STUD | STUD LINKS PLATTE GR | SINGLE STUD SCREW PACK | ENS. PLAQUE SINGLE STUD | GR PLACA INT IZQD STUD | PZ | 38
96600098 |  | GR. TERMINAL BOX PER RX DC | GR. TERMINAL BOX FÜR RX DC | TERMINAL BOX GROUP FOR RX DC | GR. BOITE TERMINALE POUR RX DC | GR. TERMINAL BOX PARA RX DC | PZ | 33
96600420 |  | GR. COLLIMATORE VERT. 3D READY | 3D READY VERT. KOLLIMATOR GR. | 3D READY VERT. COLLIMATOR GR. | GR.COLLIMAT.VERTICAL 3D READY | GR. COLIMADOR VERT. 3D READY | PZ | 192
96601010 |  | GR. APPL. PROTEZIONE TRASP. | VENUS TRANSPAR. SCHUTZ GR. | VENUS TRANSP.PROTECTION GR. | GR. PROTECTION TRANSP. VENUS | GR APL PROTECCIÓN TRANSP | PZ | 89
96601011 |  | GR. BRACCI PER APPL. A SOFF | GR. ARME FÜR DECKENMONTAGE | GR. BRACCI PER APPL. A SOFFIT. | GR. BRAS POUR APPL. AU PLAF | GR. BRAZOS PARA APL. A SOPL | PZ | 380
96601012 |  | BINARIO PER APPL. A SOFF. | DECKEEINBAU-GLEIS | CELLING APPLIC. TRACK | COULISSE APPLIC.PLAFOND | VIA PARA APLIC. A SOP. | PZ | 1160
96601015 |  | GR PALO LAMPADA VENUS PLUS CL | GR. LAMPENTRÄGER VENUS CL | VENUS CL LAMP POLE GROUP | GR. SUPPORT LAMPE VENUS CL | GR POSTE LÁMPARA VENUS CL | PZ | 453
96601066 |  | GR RIFLETTORE | GR. REFLEKTOR | 2014 REFLECTOR GR. | GR. RÉFLECTEUR 2014 | GR. REFLECTOR 2014 | PZ | 487
96601073 |  | GR BRACCI PER APPL A RIUN LIN | EINHEIT ANWENDUNG ARME GR. | LIN UNIT APPLICATION ARMS GR. | GR.BRAS POUR APPL.EQUIP.LIN | GR.BRAZOS PARA APL. EQUIP. LIN | PZ | 585
96601077 |  | GR RIFLETTORE VENUS PLUS MCT | GR. REFLEKTOR VENUS LED MCT | GR MCT LED VENUS REFLECTOR | GR.REFLECTEUR VENUS LED MCT | GR. RIFL. VENUS LED MCT | PZ | 348
96602001 |  | GR. TESTATA A SFERA RX DC | GR. BALLKOPF RX DC | RX DC SPHERE HEAD GR. | GR. TETE A SPHERE RX DC | GR. CABEZAL ESFERA RX DC | PZ | 3420
96602009 |  | GR. TESTATA AD ARCHETTO E.L. | KOPFGRUPPE E.L. GEBOGEN | E.L. HEAR GR. WITH C" SUPPORT" | GR.TETE E.L. SUPPORT A C"" | GR. CABEZAL E.L. SOPORTE A C"" | PZ | 2210
96602026 |  | GR. CORREDO CARRELLO RX DC | WAGEN KIT GRUPPE RX DC | RX DC TROLLEY SET GR. | GR.EQUIPEMENT CHARIOT RXDC | GR. EQUIPAMIENTO CARRITO RX DC | PZ | 146
96602031 |  | GR. CORREDO RX DC CON SFERA | GR. RX DC KIT MIT KUGEL | RX DC WITH SPHERE SET GR. | GR.EQUIPEM.RXDC AVEC SPHERE | GR. EQUIP. RX DC CON ESFERA | PZ | 126
96602032 |  | GR. CORREDO RX DC AD ARCHETTO | RX DC KIT GRUPPE GEBOGEN | RX DC SET GR. WITH C" SUPPORT" | GR.EQUIP.RXDC AVEC SUPP.C"" | GR. EQUIP. RX DC SOPORTE A C"" | PZ | 128
96602033 |  | GR. CORREDO RX DC INTEGRATO | INTEGRIERT RX DC SET GR. | INTEGRATED RX DC SET GR. | GR.EQUIPEM.RXDC INTEGRE | GR. EQUIPAMIEN RX DC INTEGRADO | PZ | 146
96602039 |  | GR. CORREDO RX DC AD ARCH. INT | GR. AUSST. RX DC INT | INT. ARCH. RX DC EQUIPMENT GR. | ENS.RX DC AD ARCH.INT | JUNTO RX DC AD ARCO.INT | PZ | 133
96602043 |  | GR. TESTATA AD ARCHETTO NEUTRA | GR. BOGENKOPF NEUTRAL | NEUTRAL BOW HEAR GR. | GR. TETE AD ARC NEUTRE | GR.CABEZA AD ARCO NEUTRO | PZ | 1800
96602053 |  | GR. TESTATA A SFERA RX DC | GR. KUGELKOPF RX DC | RX DC SPHERE HEAD GR. | GR. TETE A BILLE RXDC | GR. CABEZA DE BOLA RXDC | PZ | 2640
96602060 |  | GR. CORREDO RX DC (A PARETE) | AUSSTATTUNGSGR. RXDC (WAND) | RX DC EQUIPM. GR. (WALL) | GR. TROUSS. RXDC (AU MUR) | GR. KIT RXDC (DE PARED) | PZ | 153
96602065 |  | GR. CORREDO CARRELLO RX DC | ABDECKUNGSGR. SCHL. RXDC | RX DC CARD EQUIPM. GR. | GR. TROUSS. PANIER RXDC | GR. KIT CARRITO RXDC | PZ | 229
96602066 |  | GR. CORREDO COMUNE RX DC | GR. GEMEINS. AUSSTATTUNG RXDC | RX DC COMMON EQUIPMENT GR. | GR. TROUSS. COMUNE RXDC | GR. KIT COMUN RXDC | PZ | 31
96602069 |  | GR. COVER EXTEND | ABDECKUNGSGR. EXTEND | EXTEND COVER GR. | GR. COVER EXTEND | GR. CARCASA EXTEND | PZ | 35
96602072 |  | GR. COVER HYPER. | ABDECKUNGSGR. HYPER. | HYPER. COVER GR. | GR. COVER HYPERION | GR. CARCASA HYPERION | PZ | 36
96609001 |  | GR. MANIGLIA (SINGOLA) | GR. GRIFF (EINZELN) | (SINGLE) HANDLE GR | GR. POIGNEE (INDIVIDUELLE) | GR AGARRADERA (ÚNICA) | PZ | 53
96609002 |  | GR. PARABOLA IN VETRO+GUARNIZ. | GR. PARABOLSPIEGEL AUS GLAS+DI | GLASS PARABOLA +GASKET GR | GR. PARAB./VERRE+JOINT | GR PARÁBOLA DE VIDRIO+JUNTA | PZ | 235
96609003 |  | GR. INTERRUTTORE+POTENZIOMETRO | GR. SCHALTER + POTENTIOMETER | SWITCH+POTENTIOMETER GR | GR. INTERRUPT.+POTENT. | GRUPO INTERRUPTOR + POTENC. | PZ | 88
96609004 |  | GR. OTTICO LAMPADA VENUS PLUS | GR. OPTIKTTEIL LAMPE VENUS PLU | VENUS PLUS LAMP OPTICAL GR | GR. OPTIQUE SCIALYT. VENUS PLU | GR ÓPTICO LÁMPARA VENUS PLUS | PZ | 755
96609005 |  | GR.BRACCI LAMP.VENUS PLUS/LED | GR. ARME LAMPE VENUS PLUS | VENUS PLUS LAMP ARM GR | GR. BRAS SCIALYT. VENUS PLUS | GR BRAZOS LÁMP VENUS PLUS/LED | PZ | 655
96609006 |  | GR FRIZIONE BRACCIO RX | RX ARMEKUPPLUNGSGRUPPE | RX ARM CLUTCH GR | GR EMBRAYAGE BRAS RX | GR EMBRAGUE BRAZO RX | PZ | 25
96609007 |  | GR. CAVI BRACCIO RX DC | ARM-KABEL RX DC | CABLES ARM RX DC | CABLES BRAS RX DC | CABLES BRAZO RX DC | PZ | 135
96609026 |  | GR. BRACCI LAMPADA VENUS BASIC | LAMPE-ARME VENUS BASIC | VENUS BASIC LAMP-ARMS | BRAS LAMPE VENUS BASIC | BRAZOS LAMPARA VENUS BASIC | PZ | 535
96609027 |  | GRUPPO SLIP RING | SCHLEIFRINGGRUPPE | SLIP RING GROUP | SLIP RING TETE RX | GRUPO SLIP RING | PZ | 490
96609028 |  | GR CAVI BRACCIO RXDC INTEGRATO | GR KABEL ARM RXDC INTEGRIERT | INTG. RXDC ARM LEADS SET | GR. CÂBLES BRAS RXDC INT. | GR CABLES BRAZO RXDC INTEG | PZ | 150
96609032 |  | GR. ALIMENT WORKSTATION '05 | GR. VERSORGUNG WORKSTATION '05 | GR. ALIMENT WORKSTATION 05 | GR. ALIM. STAT.INT.TRAVAIL '05 | GR ALIMENT WORKSTATION '05 | PZ | 550
96609033 |  | GR. ATTUATORE RX-DC | GR. AKTUATOR RX-DC | RX-DC ACTUATOR GR. | ACTIONNEUR RX-DC | ACTUADOR RX-DC | PZ | 259
96609042 |  | GR. CARTER SUP. PALMARE | OBEN GEHAEUSEGR PALM TOP | PALM TOP SUP COVER | GR. CARTER SUPERIEUR PDA | GR CARTER SUPER PALM TOP | PZ | 192
96609055 |  | CARTER SX, DX SNODO ANT. 2011 | ABDK. L, GELENK V. R. 2011 | LFT CVR, FRNT RT COUP 2011 | CARTER G. DR. ART. AV.2011 | CÁR IZDA, DCHA ART DEL 2011 | PZ | 22.5
96609089 |  | CAVO TESTATA RX-DC EXTEND | KABEL STRAHLERKOPF RXDC EXTEND | HEADREST CABLE RX-DC EXTEND | CABLE TETIERE RX-DC EXTEND | CABLE CABEZAL RX-DC EXTEND | PZ | 69
96609116 |  | GR. SCHEDA CONTR.TESTATA RX DC | GR. ROENTGENKOPFSTEUERUNG RXDC | RX DC HEAD CONTR. BOARD GR. | GR. CARTE CONTR.TÊTE RX DC | GR TARJETA CONTR TESTADA RXDC | PZ | 439
96609156 |  | SENS CMOS NERO SIZE 1 | SENS. CMOS SCHWARZ GR. 1 | BLACK CMOS SENS SIZE 1 | CAPT CMOS NOIR SIZE 1 | SENS CMOS NEGRO SIZE 1 | PZ | 3190
96609157 |  | SENS CMOS NERO SIZE 2 | SENS. CMOS SCHWARZ GR. 2 | BLACK CMOS SENS SIZE 2 | CAPT CMOS NOIR SIZE 2 | SENS CMOS NEGRO SIZE 2 | PZ | 4590
96609168 |  | GR CONO COLLIMATORE RX AC | KEGEL GR KOLLIMATOR RX AC | RX AC COLLIMATOR CONE GRP | GR.CONE COLLIMATEUR RX AC | GR. CONO COLIMATOR RX AC | PZ | 58
96609174 |  | GR TAPPINI PALMARE WIRED | GR. KAPPE VERDRAH.PALMAR | CAPS GRP WIRED HANDHELD | GR.EMBOUTS COM.A DIST.CABLE | GR TAPONES PALMAR CABLADO | PZ | 3.5
96609191 |  | CEFLA SENSOR HD SIZE#1 - 250CM | CEFLA SENSOR HD SIZE#1-250 CM | CEFLA SENSOR HD SIZE#1 - 250CM | CEFLA SENSOR HD SIZE#1 - 250CM | CEFLA SENSOR HD SIZE#1 - 250CM | PZ | 2890
96609192 |  | CEFLA SENSOR HD SIZE#2 - 250CM | CEFLA SENSOR HD SIZE#2-250 CM | CEFLA SENSOR HD SIZE#2 - 250CM | CEFLA SENSOR HD SIZE#2 - 250CM | CEFLA SENSOR HD SIZE#2 - 250CM | PZ | 4190
96609234 |  | GR CLIPS CARTER CETRALINA RX | GR.KLIPP ROE.-STEUEREINHEITSAB | RX CARTER JUNTION BOX CLIPS GR | GR.CLIPS CARTER UNITE' RX | GR.CLIPS CARTER UNIDAD RX | PZ | 18.5
96609247 |  | BR. PANTOGRAFO RXDC INT ARCH. | RXDC FEDERARM INNENAUFBAU | BOW INT RXDC PANTOGR. ARM | BRAS PANTOGR. RXDC INT.ARCH. | BRAZO PANTOGR.RXDC INT.ARCH. | PZ | 1210
96609248 |  | GR SUPP CENTR RIU SOLIDALI VRP | GR. ZENT. H. BE.E. FESTTEILE | VRP ONE-PIECE UNIT CENT SUP GR | GR.SUPP.CENTR.EQUIP.SOLID.VRP | GR.SOP.CENTR.EQUIP.SOLID.VRP | PZ | 452
96609249 |  | GR SUPP CENTR RIU TR VRP | GR. ZENT. HALT. BEH.E. TR | VRP TR UNIT CENTR SUPP GR. | GR.SUPP.CENTR.EQUIP.TR VRP | GR.SOP.CENTR.EQUP.TR VRP | PZ | 489
96609250 |  | GR SUPP CENTR RIU COLONNA 2017 | GR. ZENT. H. BE.E. SÄULE 2017 | 2017 COLUMN UNIT CENTR SUP GR | GR.SUPP.CENTR.EQUIP.COLOM.2017 | GR.SOP.CENTR.EQUIP.COLUM.2017 | PZ | 306
96609252 |  | GR BRACCI RXDC HYPERPHERE INT. | GR. RXDC-ARME HYPERPHERE INT. | HYPERSPHERE INT. RXDC ARMS GR. | GR.BRAS RXDC HYPERSPH.INT. | GR.BRAZOS RXDC HYPERSPH.INT. | PZ | 1400
96609272 |  | GR CAVI BRACCIO RXDC INTEGRATO | GR. KABEL RXDC-ARM INTEGRIERT | INTEGRATED RXDC ARM CABLES GR. | GR.CABLES BRAS RXDC INTEGRE | GR.CABLES BRAZO RXDC INTEGRADO | PZ | 117
96609273 |  | GR. TESTATA AD ARCHETTO RX DC | GR. RX-BOGENKOPF DC | RX DC ARCH HEAD GR. | GR. TÊTE À ARCEAU RX DC | GR. CABEZA DE ARCO RX DC | PZ | 1890
96609274 |  | GR. CARRELLO COMPLETO | GR. SCHLITTEN KOMPLETT | COMPLETE CART GR. | GR. CHARIOT COMPLET | GR. CARRITO COMPLETO | PZ | 1320
96609295 |  | GR. COMPL. CENTRALINA 115V | KOMPL. GR. STEUERGERÄT 115V | 115V CONTROL UNIT COMPL. GR. | GR. COMPL. CENTRALE 115V | GR. COMPL. CENTRAL 115V | PZ | 9.8
96609351 |  | GR. TESTATA A SFERA RX DC | RX DC KUGEL KOPF GR. | RX DC SPHERE HEAD GR. | GR. TETE A BILLE RXDC | GR. CABEZA DE ESFERA RXDC | PZ | 2530
96609352 |  | GR. TESTATA AD ARCHETTO E.L | E.L. KOPFBUEGEL GR. | E.L. HEADBAND GR. | GR. TETE A PETIT ARCHE E.L. | GR. CABEZ ARQUEADO E.L. | PZ | 1770
96609379 |  | INTERR BIPOL.LUMIN.VERDE.PROT. | BIPOL. GRÜN. LEUCHTS. SCHUTZ. | PROT GREEN BRIGHT BIPOL SWITCH | INTERR. BIPOL. LUM. VERT PROT. | INTERR. BIPOL. LUM. VERDE PROT | PZ | 11
96609384 |  | ALIMENTATORE MEDICALE 100/220V | NETZGERÄT MEDIZIN. 100/220V | MEDICAL POW. S. UNIT 100/220V | ALIMENTATION MEDICALE 100/220V | ALIMENT. MEDICAL 100/220V | PZ | 351
96609434 |  | E TECHNOLOGY #1 SENSOR - 300CM | E TECHNOLOGY #1 SENSOR - 300CM | E TECHNOLOGY #1 SENSOR - 300CM | E TECHNOLOGY #1 CAPTEUR 300CM | E TECHNOLOGY #1 SENSOR 300CM | PZ | 2800
96609435 |  | E TECHNOLOGY #2 SENSOR - 300CM | E TECHNOLOGY #2 SENSOR - 300CM | E TECHNOLOGY #2 SENSOR - 300CM | E TECHNOLOGY #2 CAPTEUR 300CM | E TECHNOLOGY #2 SENSOR 300CM | PZ | 4100
96609439 |  | GR. BRACCI RXDC HYPER 2023 | ARMGR. RXDC HYPER 2023 | 2023 HYPER RXDC ARMS GR. | GR. BRAS RXDC HYPER 2023 | GR. BRAZOS RXDC HYPER 2023 | PZ | 1020
96609440 |  | CAVI BRACCIO RXDC HYPER 2023 | KABEL ARM RXCD HYPER 2023 | 2023 RXDC HYPER ARM CABLES | CABLES BRAS RXDC HYPER 2023 | CABLES BRAZO RXDC HYPER 2023 | PZ | 140
96609442 |  | CAVI BRACCIO RXDC EXTEND 2023 | KABEL ARM RXDC EXTEND 2023 | 2023 RXDC EXTEND ARM CABLES | CABLES BRAS RXDC EXTEND 2023 | CABLES BRAZO RXDC EXTEND 2023 | PZ | 119
96609443 |  | GR. BRACCI RXDC EXTEND 2023 | ARMGR. RXDC EXTEND 2023 | 2023 RXDC EXTEND ARMS GR. | GR.BRAS RXDC EXTEND 2023 | GR.BRAZOS RXDC EXTEND 2023 | PZ | 1030
96609444 |  | COVER SUP. BRACCIO RXDC 2023 | OB. ARMABDECKUNG RXDC 2023 | 2023 RXDC ARM UPPER COVER | CARTER SUP. BRAS RXDC 2023 | CARTER SUP. BRAZO RXDC 2023 | PZ | 20
96609445 |  | COVER BRACCIO RXDC 2023 (2PCS) | ARMABDECKUNG RXDC 2023(2 ST.) | 2023 RXDC ARM COVER (2 PCS) | CARTER BRAS RXDC 2023 (2 PC) | CARCASA BRAZO RXDC 2023 (2PZ) | PZ | 346
96609446 |  | KIT RETROFIT RXDC TO PC 5M | KIT RETROFIT RXDC TO PC 5CM | KIT RETROFIT RXDC TO PC 5M | KIT RETROFIT RXDC TO PC 5CM | KIT ACTUAL. RXDC TO PC 5CM | PZ | 690
96609447 |  | KIT RETROFIT RXDC TO PC 20M | KIT RETROFIT RXDC TO PC 20M | KIT RETROFIT RXDC TO PC 20M | KIT RETROFIT RXDC TO PC 20M | KIT ACTUAL. RXDC TO PC 20M | PZ | 750
97023044 |  | MYRAY IMAGE SUITE | CD ROM IMAGE SUITE"" | IMAGE SUITE" CD ROM" | CD ROM IMAGE SUITE"" | IMAGE SUITE CD ROM"" | PZ | 33.5
97042110 | (**) | SAGOMA POLTR.S380P (S380TRC) | SCHABLONE STUHL S380P | CHAIR TEMPLATE S380P | GABARIT FAUTEUIL S380P | SILLON PLANTILLA S380P | PZ | 20
97042133 | (**) | SAGOMA S300P + S200 | SCHABLONE S300P + S200 | TEMPLATE S300P + S200 | GABARIT S300P + S200 | PLANTILLA S300P + S200 | PZ | 35
97042134 | (**) | SAGOMA S300P + S300 | SCHABLONE S300P + S300 | TEMPLATE S300P + S300 | GABARIT S300P + S300 | PLANTILLA S300P + S300 | PZ | 35
97042135 | (**) | SAGOMA S320P + TR CONT-INT | SCHABLONE S320P + TR CONT-INT | TEMPLATE S320P + TR CONT-INT | GABARIT S320P + TR CONT-INT | PLANTILLA S320P + TR CONT-INT | PZ | 35
97042136 | (**) | SAGOMA S320P+TR SIDE | SCHABLONE S320P + TR SIDE | TEMPLATE S320P+TR SIDE | GABARIT S320P+TR SIDE | PLANTILLA S320P+TR SIDE | PZ | 35
97042137 | (**) | SAGOMA S320P + TR HYBR | SCHABLONE S320P + TR HYBR | TEMPLATE S320P + TR HYBR | GABARIT S320P + TR HYBR | PLANTILLA S320P + TR HYBR | PZ | 35
97042138 | (**) | SAGOMA S280P + S280TRC | SCHABLONE S280P + S280TRC | TEMPLATE S280P + S280TRC | GABARIT S280P + S280TRC | PLANTILLA S280P + S280TRC | PZ | 35
97042139 | (**) | SAGOMA S380P + S380TRC | SCHABLONE S380P + S380TRC | TEMPLATE S380P + S380TRC | GABARIT S380P + S380TRC | PLANTILLA S380P + S380TRC | PZ | 35
97042145 | (**) | SAGOMA POLTR.S280P (S280TRC) | S280P (S280TRC) STUHL SCHABL. | S280P (S280TRC) CHAIR TEMPLATE | GABARIT FAUT.S280P (S280TRC) | PLANTILLA SILLONS280P(S280TRC) | PZ | 20
97042146 | (**) | SAGOMA POLTR.S320P | S320P STUHL SCHABLONE | S320P CHAIR TEMPLATE | GABARIT FAUTEUIL S320P | PLANTILLA SILLON S320P | PZ | 20
97042155 | (**) | SAGOMA S320P + S320TR 2019 | SCHABLONE S320P + S320TR 2019 | TEMPLATE S320P + S320TR 2019 | GABARIT S320P + S320TR 2019 | PLANTILLA S320P + S320TR 2019 | PZ | 35
97042158 | (**) | SAGOMA STERN 320P + S220-S320 | STERN 320P + S220-S320 SCHABL | STERN 320P + S220-S320 TEMPL | GABARIT STERN320P+S220-S320 | SILUETA STERN320P+S220-S320 | PZ | 35
97042167 | (**) | SAGOMA STERN 320P + S220-S320 | STERN 320P + S220-S320 SCHABL | STERN 320P + S220-S320 TEMPL | GABARIT STERN320P+S220-S320 | SILUETA STERN320P+S220-S320 | PZ | 35
97042168 | (**) | SAGOMA STERN 300 P + S200-S300 | STERN 300 P + S200-S300 SCHABL | STERN 300 P + S200-S300 TEMPL | GABARIT STERN300P+S200-S300 | SILUETA STERN300P+S200-S300 | PZ | 35
97042169 | (**) | SAGOMA STERN 280 P + S280 TRC | STERN 280 P + S280 TRC SCHABL | STERN 280 P + S280 TRC TEMPL | GABARIT STERN280P+S280TRC | SILUETA STERN280P+S280TRC | PZ | 35
97042170 | (**) | SAGOMA STERN 380 P + S380 TRC | STERN 380 P + S380 TRC SCHABL | STERN 380 P + S380 TRC TEMPL | GABARIT STERN380P+S380TRC | SILUETA STERN380P+S380TRC | PZ | 35
97042193 | (**) | SAGOMA S210 LR + S210P 2019 | SCHABLONE S210 LR + S210P 2019 | S210 LR + S210P 2019 TEMPLATE | GABARIT S210 LR + S210P 2019 | PLANTILLA S210 LR + S210P 2019 | PZ | 35
97042212 | (**) | SAGOMA S280TRC_C-I (2023) | SCHABLONE S280TRC_C-I (2023) | S280TRC_C-I (2023) TEMPLATE | GABARIT S280TRC_C-I (2023) | PLANTILLA S280TRC_C-I (2023) | PZ | 35
97042213 | (**) | SAGOMA S380TRC_C-I (2023) | SCHABLONE S380TRC_C-I (2023) | S380TRC_C-I (2023) TEMPLATE | GABARIT S380TRC_C-I (2023) | PLANTILLA S380TRC_C-I (2023) | PZ | 35
97042214 | (**) | SAGOMA S220-S320TR_C-I (2023) | SCHABLONE S220-S320TR_C-I(2023 | S220-S320TR_C-I (2023) TEMPLAT | GABARIT S220-S320TR_C-I (2023) | PLANTIL S220-S320TR_C-I (2023) | PZ | 35
97042215 | (**) | SAGOMA S220-S320TR_SIDEDEL | SCHABLONE S220-S320TR_SIDEDEL | S220-S320TR_SIDEDEL TEMPLATE | GABARIT S220-S320TR_SIDEDEL | PLANTILLA S220-S320TR_SIDEDEL | PZ | 35
97042216 | (**) | SAGOMA S220-S320TR_HYBRID | SCHABLONE S220-S320TR_HYBRID | S220-S320TR_HYBRID TEMPLATE | GABARIT S220-S320TR_HYBRID | PLANTILLA S220-S320TR_HYBRID | PZ | 35
97042224 | (**) | INSTALLATION PLAN COLONNA | INSTALLATIONSPLAN SAEULE | COLUMN INSTALLATION PLAN | PLAN DE MONTAGE COLOMNE | PLAN INSTAL. COLUMNA | PZ | 15
97042225 | (**) | INSTALLATION PLAN TERRA | BODENINSTALLATIONSPLAN | GROUND INSTALLATION PLAN | GROUND INSTALLATION PLAN | PLAN INSTAL. SUELO | PZ | 15
97042227 | (**) | INSTALLATION PLAN SOLIDALI | INSTALLATIONSPLAN FEST. STUHL | SOLID INSTALLATION PLAN | PLAN DE MONTAGE SOLIDALES | PLAN INSTAL. SOLIDARIO | PZ | 15
97042228 | (**) | SAGOMA S200-S300_C-I (2023) | SCHABLONE S200-300_C-I (2023) | S200-S300_C-I (2023) TEMPLATE | GABARIT S200-S300 C-I (2023) | PLANTILLA S200-S300 C-I (2023) | PZ | 35
97050972 |  | QUICK START GUIDE C-U2 + MACRO | QUICK START GUIDE C-U2 + MACRO | QUICK START GUIDE C-U2 + MACRO | QUICK START GUIDE C-U2 + MACRO | QUICK START GUIDE C-U2 + MACRO | PZ | 3.8
97051040 | (**) | MISURATORE LUNGHEZZA PUNTE | LÄNGENMESSER BOHRERSPITZEN | TIPS LENGTH METER | SYST. DE MESURE LONG. INSERTS | MEDIDOR LONGITUD BROCAS | PZ | 1
97100101 |  | 2X1,2MT SKAI VERDE CAR 101-197 | SKAI GRUEN 101-197 2MT VERPACK | GREEN SKAI 101-197 2MT REEL | SKAI VERT 101-197 ROUL. DE 2M | SKAI VERDE 101-197 PAQ 2 MT | PZ | 180
97100102 |  | 2X1,2MT SKAI BLU ATLAN 102-198 | SKAI BLAU 102-198 2MT VERPACK. | BLUE SKAI 102-198 2MT REEL | SKAI BLEU 102-198 ROUL. DE 2M | SKAI AZUL 102-198 PAQ 2 MT | PZ | 180
97100103 |  | 2X1,2MT SKAI GIALLO 103-182 | SKAI GELB 103-182 2MT VERPACK. | YELLOW SKAI 103-182 2MT REEL | SKAI JAUNE 103-182 ROUL. DE 2M | SKAI AMARILLO 103-182 PAQ 2MT | PZ | 180
97100106 |  | 2X1,2MT SKAI AZZURRO M 106-196 | SKAI HELLBL.106-196 2M VERPAC. | BLUE SKAI 106-196 2MT REEL | SKAI BLEU 106-196 ROUL. DE 2M | SKAI AZUL CLAR 106-196 2MT PAQ | PZ | 180
97100107 |  | CONF 2X1,2MT SKAI GRIGIO 107 | SKAI GRAU 107-2MT VERPACK | GREY SKAI 107 2MT REEL | SKAI GRIS 107 ROULEAU DE 2M | SKAI GRIS 107-PAQ 2 MT | PZ | 199
97100113 |  | 2X1,2MT SKAI BLU PACIF 113-183 | SKAI BLAU 113-183 2MT VERPACK | BLUE SKAI 113-183 2MT REEL | SKAI BLEU 113-183 ROUL. DE 2M | SKAI AZUL 113-183 PAQ 2 MT | PZ | 180
97100115 |  | 2X1,2MT SKAI SALMONE 115-195 | SKAI LACHSR.115-195 2M VERPACK | SALMON SKAI 115-195 2MT REEL | SKAI SAUMON 115-195 ROUL. 2M | SKAI SALMON 115-195 PAQ 2MT | PZ | 180
97100121 |  | 2X1,2MT SKAI GRIGIO AN 121-199 | SKAI GRAU 121-199 2MT VERPACK | GREY SKAI 121-199 2MT REEL | SKAI GRIS 121-199 ROUL. DE 2M | SKAI GRIS 121-199 PAQ 2MT | PZ | 180
97100123 |  | 2X1,2MT SKAI VERDE POL 123-193 | SKAI GRUEN 123-193 2MT VERPACK | GREEN SKAI 123-193 2MT REEL | SKAI VERT 123-193 ROUL. DE 2M | SKAI VERDE 123-193 PAQ 2MT | PZ | 180
97100130 |  | 2X1,2MT SKAI NERO GRAF 130-180 | GR SCHWARZ SKAI 130-180 2X1,2M | GR BLACK SKAI 130-180 2X1,2MT | SKAI NOIR 130-180 ROUL. DE 2M | SKAI NEGRO 130-180 PAQ 2MT | PZ | 180
97100132 |  | 2X1,2MT SKAI VIOLA MIR 132-192 | SKAI 132-192 LILA PACK.2X1,2M | BLUEB.PUR.SKAI 132-192 2MT REE | SKAI VIOLET 132-192 ROUL.DE 2M | PAQ 2X1,2M SKAI ARAND. 132-192 | PZ | 180
97100133 |  | CONF 2X1,2MT SKAI VERDE 133 | SKAI GRUEN 133-2MT VERPACK | GREEN SKAI 133 2MT REEL | SKAI VERT 133 ROULEAU DE 2M | SKAI VERDE 133-PAQ 2MT | PZ | 199
97100134 |  | 2X1,2MT SKAI GLICINE 134-184 | SKAI GLYZINIE 134-184 2M VERP. | WISTERIA SKAI 134-184 2MT REEL | SKAI GLYCINE 134-184 ROUL.2M | SKAI GLICINA 134-184 PAQ 2MT | PZ | 180
97100135 |  | 2X1,2MT SKAI ROSSO VEN 135-194 | SKAI ROT 135-194 2MT VERPACK | RED SKAI 135-194 2MT REEL | SKAI ROUGE 135-194 ROUL. DE 2M | SKAI ROJO VENEC 135-194 2M PAQ | PZ | 180
97100136 |  | 2X1,2MT SKAI AZZURRO I 136-186 | SKAI HELLBLAU 136-186 2M VER. | BLUE SKAI 136-186 2MT REEL | SKAI BLEU 136-186 ROUL. DE 2M | SKAI AZUL CLAR 136-186 2MT PAQ | PZ | 180
97100137 |  | 2X1,2MT SKAI ARGENTO 137-187 | SKAI SILBER 137-187 2MT VERP. | SILVER SKAI 137-187 2MT REEL | SKAI ARGENT 137-187 ROUL. 2M | SKAI PLATEADO 137-187 2MT PAQ | PZ | 180
97100195 |  | CONF 2X1,2MT SKAI SALMONE 195 | SKAI LACHSROT 195-2MT VERPACK | SALMON SKAI 195 2MT REEL | SKAI SAUMON 195 ROULEAU DE 2M | SKAI SALMON 195-PAQ 2MT | PZ | 199
97140029 |  | ASS. FILTRO MEMBRANA OSMOSI | GR. OSMOSEMEMBRANFILTER | OSMOSIS MEMBR. FILTER ASSY | GR. FILTRE MEMBRANE OSMOSE | CONJ. FILTRO MEMBRANA OSMOSIS | PZ | 270
97140030 |  | ASS FILTRO CARBONE | GR KOHLEFILTER | CARBON FILTER ASSY | GR. FILTRE A CHARBON | CONJ FILTRO CARBON | PZ | 73
97140038 |  | ASS 2 FILTRI RESINA | GR 2 HARZFILTER | 2 RESIN FILTERS ASSY | GR. 2 FILTRES RÉSINE | CONJ 2 FILTROS RESINA | PZ | 262
97140056 |  | ASSIEME GIRANTINA DS50 DRS | GR LAUFRAD DS50 DRS | IMPELLER DS50 DRS ASSY | ENS. ROUE DS50 DRS | CONJUNTO IMPULSOR DS50 DRS | PZ | 112
97140057 |  | TUBO 4/6 X DDE | SCHL. 4/6 X DDE | TUBE 4X6 FOR DDE | TUBE 4/6 POUR DDE | TUBO 4/6 PARA DDE | PZ | 6.1
97140058 |  | KIT GUARNIZIONE PORTA (4 PZ) | KIT TÜRDICHTUNG (4 ST.) | DOOR SEAL KIT | KIT JOINT PORTE (4 PCS) | KIT JUNTA PUERTA (4 PZS) | PZ | 75
97140059 |  | DOSATORE 230VAC 50HZ PG3 SAN | DOSIERER 230VAC 50HZ | BATCHER 230VAC 50HZ | DISPOSITIF DOSEUR 230VAC 50HZ | DOSIFICADOR 230VAC 50HZ PG3 | PZ | 258
97140060 |  | GUARNIZIONE BOCCIA SALE | DICHTUNG SALZFLASCHE | GASKET FOR SALT DISPENSER | JOINT POUR BAC A SEL | JUNTA PARA DEPOSITO DE SAL | PZ | 5
97140061 |  | TUBO SCARICO | ABFLUSSROHR | DISCHARGE PIPE | TUBE D'EVACUATION | TUBO DE DESCARGA | PZ | 56
97140062 |  | TUBO RADIO D=40 | RADIORÖHRE D=40 | RADIO PIPE D=40 | TUBE RADIO D=40 | TUBO DE RAYOS D=40 | MT | 74.5
97140063 |  | TUBO INT DOSATORE DETERGENTE | WASCHMITTELBEHÄLTERSCHLAUCH | DETERGENT DISPENSER TUBE | TIROIR À PRODUITS LESSIVIELS T | TUBO DISPENSADOR DE DETERGENTE | PZ | 41.5
97140100 |  | BASE PORTAFILTRI | FILTERHALTERBASIS | FILTER HOLDER BASIS | BASE PORTE-FILTRES | BASE PORTAFILTROS | PZ | 58.5
97140101 |  | VESSEL PORTA MEMBRANA 1812 | MEMBRANETRÄGER BEHÄLTER 1812 | 1812 MEMBRANE VESSEL | GOBELET POUR MEMBRANE 1812 | VASO PORTA MEMBRANA 1812 | PZ | 37
97140102 |  | CLIP SINGOLA PP 60MM | EINZELKLIPP PP 60MM | SINGLE CLIP PP 60MM | CLIP SINGUL.PP 60MM | CLIP INDIV PP 60MM | PZ | 1.5
97140106 |  | KIT RICAMBIO BOCCIA SALE | ERSATZTEILKIT SALZFLASCHE | SALT CONTAINER SPARE KIT | KIT RECHANGE CONTENEUR SEL | KIT RECAMBIO BOTELLA SAL | PZ | 281
97140107 |  | TUBO SCARICO 500047 | ABFLUSSROHR 500047 | DISCHARGE PIPE 500047 | TUBE EVACUATION 500047 | TUBO DESCARGA 500047 | PZ | 34
97140108 |  | CESTELLO BASE SUP.60CM | KORB BASIS OB. 60 CM | 60CM UPPER BASE RACK | TAMBOUR BASE SUP.60CM | DEP. BASE SUP. 60CM | PZ | 308
97140109 |  | GRUPPO VASCA 60 | GRUPPE WANNE 60 | 60 TANK GROUP | GROUP RESERVOIR 60 | GRUPO DEPOSITO 60 | PZ | 825
97140110 |  | SUPPORTO DX VASCA | HALTER RE WANNE | TANK RIGHT SUPPORT | SUPP.DROIT RESERVOIR | SOPORTE DERECHO DEPOSITO | PZ | 38
97140111 |  | SUPPORTO SX VASCA | HALTER LI WANNE | TANK LEFT SUPPORT | SUPP.GAUCHE RESERVOIR | SOPORTE IZQUIERDO DEPOSITO | PZ | 38
97140112 |  | PROFILO GUARN.INF. VASCA | PROFIL DICHT.UNT. WANNE | TANK LOWER GASKET PROFILE | PROFIL JOINT INF.RESERVOIR | PERFIL JUNTA INF.DEPOSITO | PZ | 10.5
97150003 |  | NASTRO ADESIVO ALLUMINIO | ALUMINIUM KLEBEBAND | ALUMINIUM ADHESIVE TAPE | BANDE ADHESIVE ALU | CINTA ADHESIVA ALUMINIO | PZ | 26.5
97150004 | #20 | FASCETTA CLIC 66-110 | BAND CLIC 66-110 | CLIC STRIP 66-110 | BANDE CLIC 66-110 | ABRAZADERA CLIC 66-110 | PZ | 2.6
97150006 | #20 | FASCETTA CLIC 66-120 | BAND CLIC 66-120 | CLIC STRIP 66-120 | BANDE CLIC 66-120 | ABRAZADERA CLIC 66-120 | PZ | 2.5
97150036 | (**) | PINZA STRINGIFASCETTE | ZANGE FÜR SCHLAUCHKLEMME | PIPE CLIP TOOL | PINCE SERRE-COLLIERS | PINZA APRET. ABRAZAD | PZ | 95
97150061 |  | MANIGLIA PONTE FORO PASS | GRIFF BRÜCKE DURCHLASSBOHR. | THRU HOLE BRIDGE HANDLE | POIGNÉE PONT TROU PASS. | AGARRADERA PUENTE ORIF PAS | PZ | 4.8
97150066 |  | RUOTA D=50 PIVOT. FRENO GRIGIA | BREMSE-PIVOT-RAD D=50 GRAU | PIVOTING GREY WHEEL D=50 | ROUE D=50 PIVOT. FREIN GRISE | RUEDA D=50 PIVOT. FRENO GRIS | PZ | 7.7
97150069 |  | INSERTO STRUMENTARIO VERT. C03 | VERTIKALE INSTRUMENTE EINFÜGEN | INSERT VERTICAL INSTRUMENTS C0 | INSÉRER DES INSTRUMENTS VERT. | INSERTAR INSTRUMENTOS VERT. C0 | PZ | 391
97150070 |  | GOMITO DI SCARICO 1''X25 | ABFLUSSKNIE 1X25'' | DRAIN ELBOW 1X25'' | COUDE D'ÉVACUATION 1X25'' | CODO DE ESCAPE 1X25'' | PZ | 22.5
97150076 |  | RONDELLA D3,1X6 S2 PA66 | UNTERLEGSCHEIBE D3,1X6 S2 PA66 | WASHER D3,1X6 S2 PA66 | RONDELLE D3,1X6 ÉP2 PA66 | ARANDELA D3,1X6 S2 PA66 | PZ | 1.1
97150092 |  | UGELLO ROTANTE | DREHDÜSE | ROTATING NOZZLE | BUSE ROTATIVE | BOQUILLA GIRATORIA | PZ | 191
97150130 |  | ELEMENTO SING. DI SCORRIMENTO | GLEITUNG EINZELTEIL | SINGLE SLIDING ELEMENT | ELEMENT SEUL DE GLISSEMENT | ELEMENTO SINGULO CIRCULACION | PZ | 18.5
97150131 |  | GRUPP.GANCIO SERRATURA | GRUPPE VERRIEGELUNGSHAKEN | FASTENER COUPLING GR. | GROUP.CROCHET SERRURE | GRUPO GANCHO CERRADURA | PZ | 5.2
97150132 |  | UGELLO TUBO IRRORAT.SUP. | DÜSE SPRÜHSCHLAUCH. OBEN | UPPER TUBE NOZZLE | BUSE TUYAU PULVÉRISAT.SUP. | BOQUILLA TUBO IRRIGADOR SUP. | PZ | 3.5
97150133 |  | GRUPP.UGELLO COND. VAPORE | DAMPF KOND. DÜSE | STEAM COND. NOZZLE GR. | GR.TUYERE COND.VAPEUR | GR BOQUILLA COND. VAPOR | PZ | 65.5
97150135 |  | LEVA MAN.APERTURA AUTOM. | HANDHEBEL - AUTOM. ÖFFNUNG | MAN. LEVER - AUTOM. OPENING | LEVIER MAN.OUVERTURE AUTOM | LEVA MANUAL APERTURA AUTOM. | PZ | 4.8
97150136 |  | PERNO FERMA-CESTO | KERNSTÜCK - HALTKORB | BASKET-HOLDER PIN | PIVOT ARRETE-PANIER | PERNO FERMA CARRO | PZ | 1.1
97150137 |  | GRUPP.SUPP.+RUOTE GUIDA GRI. | UNTERST. GR + FÜHRUNGSRAD GRI | SUPPORT GR. + GUIDE WHEELS | GR.SUPP.+ROUES GUIDE GRI. | GRP SOP+RUEDAS GUIA GRI. | PZ | 4.7
97150138 |  | GRUPPO SERRATURA AUTOM. | GR. AUTOM. SCHLOSS | AUTOMATIC LOCKING GROUP | GR.SERRURE AUTOMAT. | GR CIERRE AUTOM. | PZ | 25
97150139 |  | GUIDA CESTELLO SUP. | KORBFÜHRUNG OBEN | UPPER BASKET BRACKET | GUIDE TAMBOUR SUPERIEUR | GUIA COLECTOR SUPERIOR | PZ | 14
97150141 |  | GUIDA REGOLAZIONE ZOCCOLO DX | SOCKELEINSTELLLEISTE RE | RIGHT PLINTH REGULAT SUPPORT | GUIDE REGOL. SOCLE DROIT | GUIA REGOL. HERRAD. DERECHA | PZ | 16.5
97150142 |  | GUIDA REGOLAZIONE ZOCCOLO SX | SOCKELEINSTELLLEISTE LI | LEFT PLINTH REGULAT SUPPORT | GUIDE REGOL. SOCLE GAUCHE | GUIA REGOL. HERRAD. IZQUIERDA | PZ | 16.5
97150143 |  | CERNIERA PORTA VASCA | TANKTRAEGER-SCHARNIER | TANKHOLDER HINGE | CHARNIERE PORTE BASSIN | CREMALLERA PORTA TANQUE | PZ | 72.5
97150144 |  | GRAFFETTA DP VITE 8P INOX | KLAMMER DP SCHRAUBE 8P INOX | INOX 8P SCREW DP CLIP | CLIP DP VIS 8P INOX | CLIP DP TORN. 8P INOX | PZ | 1.1
97150145 |  | FERMA GANCIO PORTA | KLAPPENHAKENVERANK. | DOOR COUPLING HOLDER | ARRETE CROCHET PORTE | PARA GANCHO PUERTA | PZ | 7.2
97150146 |  | GANCIO FASTPOINT | HAKEN FASTPOINT | FASTPOINT COUPLING | CROCHET FASTPOINT | GANCHO FASTPOINT | PZ | 1.2
97150147 |  | CONTRAPPESO VALV.DRYER | GEGENGEWICHT VENTIL DRYER | DRYER VALVE COUNTERWEIGHT | CONTREPOIDS VANNE DRYER | CONTRAPESO VALVULA DRYER | PZ | 5.5
97150148 |  | PERNO CERNIERA | SCHARNIERBOLZEN | HINGE PIVOT | PIVOT CHARNIERE | PERNO CREMALLERA | PZ | 3.4
97150166 |  | POMELLO SFERICO D16 FILET. M5 | KUGELKNAUF D16 GEWINDE M5 | D16 THRD M5 SPHERIC KNOB | POIGNÉE SPHÉRIQUE D16 FILET.M5 | POMO ESFÉRICO D16 ROSCA M5 | PZ | 3.9
97150167 |  | RUOTA NYLON D75 C/FR+PERNO M10 | NYLON-RAD D75 M. BR.+BOLZ. M10 | NYLON WHEEL D75 + PIVOT M10 | ROUE NYLON D75 C/FR+PIVOT M10 | RUEDA NYLON D75 C/FR+PERNO M10 | PZ | 12
97150169 |  | GUIDA LINEARE 30X63X400 | LINEAR-FÜHRUNG 30X63X400 | LINEAR CONDUCTOR 30X63X400 | GUIDE LINEAIRE 30X63X400 | GUIA LINEAR 30X63X400 | PZ | 334
97150170 |  | UGELLO ROTANTE LECHLER | ROTIERENDE DUESE | ROTATING NOZZLE | BUSE ROTATIVE | BOQUILLA ROTATIVA LECHLER | PZ | 102
97150172 |  | GUIDA SCARICO IN GOMMA | GUMMIDRAINFÜHRUNG | RUBBER DISCHARGE GUIDE | GUIDE VIDANGE EN CAOUTCHOU | GUIA DESCARGUE EN GOMA | PZ | 13
97150173 |  | POMELLO COMPLETO | COMPLETTER KNOPF | COMPLETE KNOB | POMMEAU COMPLET | MANDO COMPLETO | PZ | 19
97150174 |  | POMELLO SCARICO | AUSPUFFKNOPF | DRAIN KNOB | POMMEAU VIDANGE | MANDO DE DESCARGUE | PZ | 8.3
97150175 |  | VITE POMELLO SCARICO | AUSPUFFKNOPF REBE | DRAIN KNOB SCREW | VIS POMMEAU VIDANGE | TORNILLO MANDO DE DESCARGUE | PZ | 2.6
97150189 |  | GRUPP.RACCORDO ALIM.UGELL | ERNÄHR. VERBINDUNGSDÜSE | SUPPLY NOZZLE JOINT | GR.RACCORD ALIMEN.TUYERE | GR MONTAJE ALIMENT. TIPS | PZ | 50
97150190 |  | CORPO UGELLI COND. | DÜSENKÖRPER KOND. | COND. BODY NOZZLES | CORPS TUYERES COND. | CUERPO TIPS COND. | PZ | 12
97150191 |  | INSERTO UGELLI | INSERTDÜSE | NOZZLES INSERT | INSERT TUYERES | INJERTO TIPS | PZ | 7.4
97150192 |  | PERNO SGANCIO SERRATURA | KERNSTÜCK - TÜR SCHLIESS. | LOCKING PIN - DOOR LOCK | PIVOT DECROCHAGE VERROU | PERNO | PZ | 5.4
97150193 |  | PERNO RUOTA CEST.SUP. | STIFT | WHEEL PIN UPPER BASKET | PIVOT ROUE PANIER SUP. | PERNO | PZ | 13.5
97150194 |  | PERNO SUPP.RUOTA FEMMINA | STIFT | SUPP. PIN - FEMALE WHEEL | PIVOT SUPP.ROUE FEMMELLE | PERNO | PZ | 7
97150195 |  | PERNO SUPP.IRRORATORE SUP. | UNTERST. KERNSTÜCK - SPRÜHGER. | SUPP. PIN - SUP. SPRAYER | PIVOT SUPP.ROBINET SUP. | JUNTO SOPORTE IRRORADOR SUP. | PZ | 24
97150196 |  | RUOTA ANT. CEST. INFERIORE | VORDERRAD UNT. KORB | FRONT WHEEL - LOWER TROLLEY | ROUE ANT.PANIER INF. | RUEDA ANT. BANDEJA INFERIOR | PZ | 2.6
97150197 |  | RUOTA POST. CEST. INFERIORE | HINTERRAD UNT. KORB | REAR WHEEL - LOWER TROLLEY | ROUE POST.PANIER INF. | RUEDA POST. BANDEJA INFERIOR | PZ | 2.3
97150198 |  | PIEDINO REGOLABILE | REGULIERBAR FUESSCHEN | ADJUSTABLE FOOT | PIED REGLABLE | PIECITO AJUSTABLE | PZ | 6
97150199 |  | SUPP. GANCIO SERRATURA | VERRIEGELUNGSHAKEN-UNTERSTÜTZU | SUPP. LOCK HOOK | SUPPORT BOULE SERRURE | SOPORTE CIERRE | PZ | 4.1
97150201 |  | SUPP.IRRORATORE CEST.SUP. | SPRÜHGER. UNTERST. - HÖH. TANK | SUPP. UPPER BASKET SPRAYER | SUPP.ROBINET PANIER SUP. | SOPORTE IRRORADOR CEST. SUP. | PZ | 107
97150202 |  | GRUPP.FILTRO CENTRALE | ZENTR.FILTER GR. | CENTRAL FILTER GROUP | GR.FILTRE CENTRALE | GR. FILTRO CENTRAL | PZ | 20.5
97150203 |  | INSERTO FILTRO | INSERT FILTER | FILTER INSERT | INSERT FILTRE | INSERTO FILTRO | PZ | 2.1
97150204 |  | TRAPPOLA ARIA 1 TUB | LUFTFALLE | AIR TRAP 1 TUB | TRAP AIR 1 TUB | TRAMPA DE AIRE 1 TUBO | PZ | 6
97150205 |  | GRUPPO DECALCIFICATORE | ENTKALK GR. | SOFTNER GROUP | GR.ADOUCISSEUR | GRP DECALCIFICADOR | PZ | 57
97150206 |  | CHIOCCIOLA POMPA | SCHNEKENPUMPE | PUMP SHELL | COUVERCLE POMPE | BOMBA CARACOL | PZ | 17
97150207 |  | DADO M10X1 SONDA TERMICA | SCHRAUBE M10X1 THER.SONDE | NUT M10X1 -THERMAL PROBE | ECROU M10X1 SONDE THERMIQUE | TUERCA M10X1 SONDA TERMICA | PZ | 4
97150208 |  | SUPP.IRRORATORE INF. | UNTERES SPRÜHGERÄT UNTERST. | SUPP. INF. SPRAYER | SUPP. ROBINET INF. | SOPORTE IRRORADOR INFER. | PZ | 6.2
97150225 |  | GRUPPO SUPP. IRRORATORE | GR. VERSPRUEHERHALTER | MOISTENER SUPPORT GROUP | GROUPE SUPPORT IRROR. | GRUPO SOPORTE ROCIADOR | PZ | 14
97150226 |  | PERNO SUPP. IRRT. LAVAM. | BOLZEN SPRÜHHALT.HANDS.WÄSCHE | WASHING UNIT SUPPORT PIVOT | PIVOT SUPPORT IRRT.LAV. | PERNO SOPORTE IRR. LAV. | PZ | 43
97150230 |  | PERNO SUPP. IRRT. LAVAM. | BOLZEN SPRÜHHALT.HANDS.WÄSCHE | HANDPIECE WASH SUPP PIVOT | PIV.SUPP.PULV.DISP.LAV. P.À M. | EJE SOP. LAVA PIEZAS DE MANO | PZ | 21.5
97150231 |  | UGELLO D.2,7 L55 | DÜSE D.2,7 L55 | D.2,7 L55 NOZZLE | BUSE D.2,7 L55 | BOQUILLA D.2,7 L55 | PZ | 26.5
97150232 |  | RUOTA CEST. SUPERIORE | ROLLE OBERER KORB | UPPER RACK WHEEL | ROUE TAMB. SUPÉRIEUR | RUEDA CREM. SUPERIOR | PZ | 3.1
97150236 |  | CERNIERA GN 136-NI-30-30-B(0) | SCHARNIER GN 136-NI-30-30-B(0) | GN 136-NI-30-30-B(0) HINGE | CHARNIERE GN 136-NI-30-30-B(0) | CREMALLERA GN 136-NI-30-30-B(0 | PZ | 14
97150237 |  | POMELLO | KNAUF | KNOB | POIGNEE | POMO | PZ | 4.5
97150238 |  | MAGNETE MPN 35 20X10X5MM | MAGNET MPN 35 20X10X5MM | MPN MAGNET 35 20X10X5MM | AIMANT MPN 35 20X10X5MM | IMAN MPN 35 20X10X5MM | PZ | 2.2
97150239 |  | UGELLO 220.085 | DÜSE 220.085 | NOZZLE 220.085 | BUSE 220.085 | BOQUILLA 220.085 | PZ | 88.5
97150246 |  | PIASTRA SUPP SEDILE SEGG 7 | HALTEPLATTE SITZF. HOCKER 7 | STOOL SEAT SUPP PLATE 7 | PLAQUE SUPP. ASSISE TAB. 7 | PLACA SOP ASIENTO 7 | PZ | 36
97150247 |  | GR SUPP SCHIEN SEGG 7 2021 | GR. HALTER SITZRÜCK.L. 7 2021 | STOOL BACK SUPP. UNIT 7 2021 | GR.SUPP. DOSSIER TAB. 7 2021 | GR.SOP. RESPALDO TAB. 7 2021 | PZ | 96
97150248 |  | SISTEMA MOVIMENTO BALANCE | BEWEGUNGSSYSTEM BALANCE | BALANCE MOVEMENT SYSTEM | SYSTEME EQUIL. DE MOUVEMENT | SISTEMA EQUIL. DE MOVIMIENTO | PZ | 423
97150250 |  | CARTER INFERIORE SEDUTA | ABDECK. UNTEN FÜR SITZ | LOWER SEAT COVER | CARTER INF. ASSISE | CARTER INF. ASIENTO | PZ | 78.5
97150253 |  | SOFFIETTO COPRI-MOLLA 1 ST | FALTENBALG FEDERABDECK. 1 ST | 1 ST SPRING COVER BELLOWS | SOUFFLET COUVRE-RESSORT 1 ST | FUELLE CUBRE-MUELLE 1 ST | PZ | 2.9
97150258 |  | CARTER COPERTURA CONO BALANCE | DECKELABDECKUNG KEGEL BALANCE | CARTER COPERTURA CONO BALANCE | CARTER COPERTURA CONO BALANCE | CARTER COPERTURA CONO BALANCE | PZ | 15
97150259 |  | CHIUSURA CON MOLLA SP.2-2,5MM | VERSCHLUSS MIT FEDER SP.2-2,5M | SPRING CLOSURE SP.2-2,5MM | FERM. AVEC RESSORT SP2-2,5MM | CIERRE CON MUELLE SP.2-2,5MM | PZ | 1.5
97150260 |  | CHIUSURA CON MOLLA SP.3-3,5MM | VERSCHL. MIT FEDER SP.3-3,5MM | SPRING CLOSING SP.3-3,5MM | FERM. AVEC RESSORT SP3-3,5MM | CIERRE CON MUELLE SP.3-3,5MM | PZ | 1
97150261 |  | BASE PER CERNIERA SERIE 300 | BASE PER CERNIERA SERIE 300 | BASE PER CERNIERA SERIE 300 | BASE POUR CHARNIERE SERIE 300 | BASE PARA CREMALL. SERIE 300 | PZ | 5.2
97150262 |  | CERNIERA FORO 35 SERIE 300 | CERNIERA FORO 35 SERIE 300 | CERNIERA FORO 35 SERIE 300 | CHARNIERE TROU 35 SERIE 300 | CREMALL. FORO 35 SERIE 300 | PZ | 34
97165500 |  | MAGNETE CILINDR. D=32 S=7MM | MAGNET ZYLIND. D=32 S=7MM | CYLINDR. MAGNET D=32 S=7MM | AIMANT CYL. D=32 EP=7 MM | IMÁN CILINDR. D=32 S=7MM | PZ | 43.5
97172200 |  | CAVETTO DI SICUR. SPORT. | ABDECKUNG KABEL | DOOR CABLE | CABLE SECURITE PORTE | CABLE DE SEGURIDAD PUERTA | PZ | 12.5
97173900 | #5 | RUOTA D=50 AUTOFR. PIVOT. | HOCKERROLLEN RAD D=50 | WHEEL D=50 | ROUE D=50 AUTOFR. PIVOT | RUEDA D=50 AUTOFR. PIVOT | PZ | 5
97174000 |  | BASE A 5 RAZZE | FUSSKREUZ D=560 MIT 5 ARMEN | BASIS D=580 | BASE D=580 | BASE D=560 A 5 RADIOS | PZ | 97
97174200 |  | POMELLO PER LEVA | HEBELKUGELGRIFF | LEVER KNOB | POIGNEE LEVIER | POMO PARA PALANCA | PZ | 1.1
97174400 |  | SOFFIETTO COPRI-MOLLA | ZIEHARMONIKA | SPRING-COVER BELLOWS | SUFFLET COUVRE-RESSORT | FUELLE CUBRERESORTE | PZ | 3.2
97174600 |  | GR SUPP. SCHIENALE | GR.RUCKENLEHNEAUFNAHME | BACKREST SUPPORT GR. | GR.SUPPORT DOSSIER | GR SOP RESPALDO | PZ | 75
97174800 |  | LEVA SENZA POMEL. L=160 | HEBEL OHNE KUGELGRIFF | LEVER WITHOUT KNOB | LEVIER SANS POIGNEE | PALANCA SIN POMO L=160 | PZ | 5.5
97176300 |  | CHIUSURA MAGNETICA | MAGNETVERSCHLUSS | MAGNETIC CATCH | FERMETURE MAGNETIQUE | CIERRE MAGNÉTICO | PZ | 2.3
97176500 |  | FERMO IN PLASTICA | PLASTIK BLOCK | PLASTIC BLOCK | BLOC PLASTIQUE | TOPE DE PLÁSTICO | PZ | 1.1
97177500 |  | MAGNETE NEO 35 D=25X10 MM | MAGNET NEO 35 D=25X10 MM | MAGNET NEO 35 D=25X10 MM | AIMANT NEO 35 D=25X10 MM | MAGNETO NEO 35 D=25X10 MM | PZ | 12
97177600 |  | MAGNETE NEO 35 D=5X3 MM | NEO ZÜNDMAGNET 35 D=5X3 MM | NEO MAGNET 35 D=5X3 MM | AIMANT NEO 35 D=5X3 MM | MEGNETO NEO 35 D=5X3 MM | PZ | 1.5
97177700 |  | MAGNETE NEO 35 D=10X12 MM | MAGNET NEO 35 D=10X12 MM | MAGNET NEO 35 D=10X12 MM | AIMANT NEO 35 D=10X12 MM | MAGNETO NEO 35 D=10X12 MM | PZ | 2.4
97177800 |  | MAGNETE SB40 TOROID. 16X10,6X3 | MAGNET SB40 TOROID. 16X10,6X3 | MAGNET SB40 TOROID. 16X10,6X3 | AIMANT SB40 TOR. 16X10,6X3 | IMAN SB40 TOR. 16X10,6X3 | PZ | 1.7
97180100 |  | BASE A 5 RAZZE + POGGIAPIEDI | FUSSKREUZ 5 ARME+FUSSABLAGE | FIVE-STAR BASE + FOOTREST | BASE + REPOSE-PIEDS | BASE + REPOSAPIES | PZ | 129
97186900 |  | COVER TELESCOPICA D50 3 STADI | TELESKOPABDECKUNG D50 3 STUFEN | D50 3 STAGE TELESCOPIC COVER | CARTER TÉLÉSCOP.D50 3 PHASES | COVER TELESC D50 3 ESTADIOS | PZ | 6.5
97187000 | #5 | RUOTA D=65 PIVOT. GRIGIA | RAD D=65 PIVOT. GRAU | GREY D=65 PIVOT. WHEEL | ROULETTE D=65 PIVOT GRISE | RUEDA D=65 PIVOT. GRIS | PZ | 6.6
97188100 |  | TIRANTE AD OCCHIO M5X40 D=8 | AUGENSCHRAUBE M5X40 D=8 | M5X40 D=8 EYELET TIE-ROD | TIRANT À OEILLET M5X40 D=8 | TIRANTE CON ANILLO M5X40 D=8 | PZ | 1.1
97188300 |  | MAGNETE CERAMICO 60X10 | KERAMIKMAGNET 60X10 | 60X10 CERAMIC MAGNET | MAGNÉTO CÉRAMIQUE 60X10 | MAGNETO CERÁMICO 60X10 | PZ | 7.8
97188600 |  | RIVETTO ELASTICO M6 | SPANNNIETE M6 | M6 ELASTIC RIVET | RIVET ÉLASTIQUE M6 | REMACHE ELÁSTICO M6 | PZ | 2.9
97188800 |  | VOLANTINO B.193/20 P-M6X16 | HANDRAD B.193/20 P-M6X16 | FLYER B.193/20 P-M6X16 | VOLANT B.193/20 P-M6X16 | VOLANTE B.193/20 P-M6X16 | PZ | 4.6
97190003 | #6(*) | STER 1 PLUS 1LT | STER 1 PLUS 1000ML | STER 1 PLUS 1000ML | STER 1 PLUS 1000ML | STER 1 PLUS 1000ML | PZ | 37
97190005 | #4(*) | STER 3 PLUS 3LT | STER 3 PLUS 3000ML | STER 3 PLUS 3000ML | STER 3 PLUS 3000ML | STER 3 PLUS 3000ML | PZ | 70
97190006 | #6(*) | PEROXY AG+ 1LT | PEROXY AG+ 1000ML | PEROXY AG+ 1000ML | PEROXY AG+ 1000ML | PEROXY AG+ 1000ML | PZ | 39
97190014 |  | CLEANER DESCALER | KALKENTFERNER | SCALE REMOVING DETERGENT | DETERGENT ANTICALCAIRE | DETERGENTE RIM CALIZA | PZ | 32
97190036 |  | ADDOLCITORE | WASSERENTHÄRTER | WATER SOFTENER | ADOUCISSEUR D'EAU | SUAVIZADOR DE AGUA | PZ | 198
97190037 |  | TEST KIT DUREZZA ACQUA | TEST KIT WASSERHÄRTE | WATER HARDNESS KIT TEST | TEST KIT DURETÉ EAU | TEST KIT DUREZA AGUA | PZ | 10
97190039 | (*) | ACIDGLASS C2 - 5 LT | ACIDGLASS C2 - 5 LT | ACIDGLASS C2 - 5 LT | ACIDGLASS C2 - 5 LT | ACIDGLASS C2 - 5 LT | PZ | 189
97190044 | #4(> 8)(*) | TETHYCLEAN BOTTIGLIA DA 3 LT | TETHYCLEAN 3 LITER FLASCHE | TETHYCLEAN 3 LITERS BOTTLE | TETHYCLEAN FLACON 3 LITRES | TETHYCLEAN BOTELLA 3 LITROS | PZ | 86
97190045 | (*) | DETERGENTE DENTALZYM5 - 5 LT | REIN.MITTEL DENTALZYM5 - 5 LT | DENTALZYM5 DETERGENT - 5 LT | DÉTERGENT DENTALZYM5 - 5 L | DETERGENTE DENTALZYM5 - 5 L | PZ | 189
97190050 | (**) | DETERGENTE IC-100 (BOTT. 5L) | DETERGENTE IC-100 (BOTT. 5L) | DETERGENTE IC-100 (BOTT. 5L) | DETERGENTE IC-100 (BOTT. 5L) | DETERGENTE IC-100 (BOTT. 5L) | PZ | 88
97190051 | (**) | DISINFETTANTE MINUTEN SPRAY 5L | DISINFETTANTE MINUTEN SPRAY 5L | DISINFETTANTE MINUTEN SPRAY 5L | DISINFETTANTE MINUTEN SPRAY 5L | DISINFETTANTE MINUTEN SPRAY 5L | PZ | 62
97200145 |  | BOCCOLA LUB F D18-D25-L25 | BUCHSE LUB F D18-D25-L25 | D18-D25-L25 LUB. F BEARING | DOUILLE LUB. F D18-D25-L25 | CASQUILLO LUB. F D18-D25-L25 | PZ | 3.7
97200148 |  | GABBIA A RULLINI ASSIALE | AXIALKÄFIG | AXIAL CAGE | CAGE AXIALE A ROULEAUX | JAULA ROLLITOS AXIAL | PZ | 3.2
97200149 |  | RALLA D=17X30 S=1 | SCHEIBE D=17 | SLEWING RING D=17 | COURONNE DIR. D=17X30 S=1 | CORONA D=17X30 S=1 | PZ | 1.2
97200150 |  | BOCCOLA LUB F D5-D7-L5 | BUECHSE | JOURNAL BOX | DOUILLE LUB F D5-D7-L5 | CASQUILLO LUB F D5-D7-L5 | PZ | 2.1
97200152 |  | RALLA D=35X52 S=1 | SCHEIBE D=35X52 S=1 | FIFTH WHEEL D=35X52 S=1 | COURONNE/DIRECTION D=35X52 EP= | RANGUA D=35X52 S=1 | PZ | 1.2
97200160 |  | CUSCINETTO D30X11 | LAGER D30X11 | BEARING D30X11 | COUSSINET D30X11 | BEAANILLO D30X11 | PZ | 3.3
97200161 |  | VITE M6X23 PER CUSCINETTI | LAGERSCHRAUBE M6X23 | BEARING SCREW M6X23 | VIS COUSSINET M6X23 | BEAANILLO TORNILLOM6X23 | PZ | 1.1
97200174 |  | BOCCOLA FLANGIATA PER VITI M5 | GEFL. BUCHSE F. SCHR. M5 | FLANGED BUSHING FOR M5 SCREWS | DOUILLE BRIDÉE POUR VIS M5 | CASQU. C/BRIDA PARA TORNILL M5 | PZ | 1.1
97200175 |  | GABBIA A RULLINI D65X90 | D65X90 ROLLE KÄFIG | D65X90 ROLLER CAGE | CAGE A ROULEMENTS D65X90 | JAULA CON RODILLOS D65X90 | PZ | 17
97200176 |  | RALLA D=65X90 S=1 | D=65X90 S=1 ANLAUFSCHEIBE | D=65X90 S=1 SWIVEL RING | CERCLE DE ROTATION D=65X90 S=1 | CIRC. DE ROTACION D=65X90 S=1 | PZ | 4.6
97200177 |  | ANELLO DI RAS. D=26,5X31 S=0,2 | PASSRING D=26,5X31 S=0,2 | RAS. D=26,5X31 S=0,2 RING | ANNEAU DI RAS. D=26,5X31 S=0,2 | ANILLO DI RAS. D=26,5X31 S=0,2 | PZ | 1.1
97200184 |  | CUSCINETTO A RULLINI | NADELLAGER | NEEDLE BEARING | ROULEMENT À ROULEAUX | COJINETE DE RODILLOS | PZ | 6.2
97200197 |  | ANELLO ARRESTO ALBERO D=12 | STOPPING RING WELLE D=12 | STOPPING SHAFT RING D=12 | ARRET ARBRE BAGUE D=12 | DETENER EL EJE DE ANILLO D=12 | PZ | 2.1
97200254 |  | BOCCOLA IGUS-ESTM 12.0 | STECKHÜLSE IGUS-ESTM 12.0 | BUSHING IGUS-ESTM 12.0 | BAGUE IGUS-ESTM 12,0 | BUJE IGUS-ESTM 12.0 | PZ | 11.5
97200255 |  | PATTINO | GLEITSCHUH | BEARING | PATIN | PATÍN | PZ | 14
97200260 |  | BOCCOLA PASSACAVO | BUCHSE KABELDURCHFÜHRUNG | FAIRLEAD BUSH | BAGUE SERRE-CÂBLE | CASQUILLO GUIA | PZ | 1
97200263 |  | RULLO TRASCINAMENTO | SIE ZIEHEN ROLLER | DRAG ROLL | ROULEAU-GLISSER | RODILLO DE ARRASTRE | PZ | 75.5
97200275 |  | RULLO D=20 L194 PVC GRIGIO | ROLLE | ROLLER | ROULLEAU | RODILLO | PZ | 12
97200277 |  | BOCCOLA | BUCHSE | BUSHING | DOUILLE | CASQUILLO | PZ | 7.1
97200281 |  | BOCCOLA | BUECHSE | BUSH | BAGUE | COJINETE | PZ | 1.6
97200282 |  | RULLO DI TRASCINAMENTO | WALZE ZIEHEN ROLLER | DRAGGING ROLLER | ROULEAU DE GLISSER | RODILLO DE ARRASTRANDO | PZ | 66
97200287 |  | RULLO D=30 L95 PVC RAL 7030 | ROLLE D=30 | D=30 ROLLER | ROULEAU D=30 | RODILLO D=30 | PZ | 10.5
97200295 |  | ANELLO RINFORZATO OTTURATORE | VERSTÄRKTER RING VERSCHLUSS | REINFORCED SHUTTER RING | ANNEAU RINFORZATO OTTURATORE | ANILLO REFORZADO OBTURADOR | PZ | 6.1
97200308 |  | BOCCOLA WFM-1214-04 (IGUS) | BUCHSE WFM-1214-04 (IGUS) | WFM-1214-04 (IGUS) BEARING | DOUILLE WFM-1214-04 (IGUS) | COJ. WFM-1214-04 (IGUS) | PZ | 4
97200315 |  | BOCCOLA DETER.UGELLO GOMITO | BUCHSE REINIG. DÜSE KNIESTÜCK | CRANK NOZZLE DETER. BUSHING | DOUILLE DETER.BEC | COJINETE DETERG. BOQUILLA | PZ | 15.5
97200316 |  | BOCCOLA IRRORAT.SUP. | BUCHSE OBER. SPRÜH. | UPPER SPRAY BUSHING | DOUILLE IRROTAT. SUPER. | COJ. IRRORADOR SUPERIOR | PZ | 5
97200317 |  | ANELLO PASSACAVO 1188 | 1188 KABELDICHTUNG RING | 1188 CABLE ENTRY RING | ANNEAU PASSECABLE 1188 | ANILLO PASACABLE 1188 | PZ | 1.3
97200318 |  | ANELLO TENUTA VITI POZZETTO | SCHRAUBENDICHTUNG VERT. RING | WELL SCREWS HOLDING RING | ANNEAU GARDE VIS PUISARD | ANILLO TEN TORNILLOS POCILLO | PZ | 1.3
97200321 |  | BOCCOLA MOLLA/GUIDA SUPP.CERN. | BUECHSE FEDER/FUEHR. SCHARN.H | SPRING SOCKET/HINGE SUPP TUBE | DOUILLE RESS./GUIDE SUPP.CHARN | COJINETE RES./GUIA SOPO.CREMAL | PZ | 1.3
97200322 |  | GRUPPO TRAV. ANT.+BOCCOLA | GRUPPE VORD. QUERSTREBE+BUCHSE | FRONT CROSSPIECE + BUSHING GR. | GROUPE TRAV. AV.+DOUILLE | GRUPO TRAV.DEL.+CASQUILLO | PZ | 52.5
97200324 |  | CUSCINETTO RULLINI | NADELLAGER | TAPERED ROLLING BEARING | ROULEMENT A AIGUILLES | COJINETE DE RODILLOS | PZ | 8.6
97200325 |  | RALLA AS 5070 NBS | AS 5070 NBS ANLAUFSCHEIBE | SWIVEL RING AS 5070 NBS | CERCLE DE ROTATION AS 5070 NBS | CIRC. DE ROTACION AS 5070 NBS | PZ | 3
97200366 |  | BOCCOLA IGLIDUR W300 D4-D5,5L3 | BUCHSE IGLIDUR W300 D4-D5,5L3 | IGLIDUR BUSHING W300 D4-D5.5L3 | DOUILLE IGLIDUR W300 D4-D5,5L3 | CASQU. IGLIDUR W300 D4-D5,5L3 | PZ | 1.7
97200369 |  | BOCCOLA FISS. IMBUTO SALE | BEFEST.BUCHSE - SALZTRICHTER | FIXING BUSH - SALT FUNNEL | DOUILLE FIXAGE EMBOUT SEL | COJINETE FIJAC. EMBUDO SAL | PZ | 4.6
97200370 |  | BOCCOLA TENUTA PT1000 | HALTEN BÜCHSE - PT1000 | BUSHING -TIGHT- PT1000 | BUSH RESISTANCE PT1000 | COJINETE DETENCION PT1000 | PZ | 5.3
97200388 |  | ANELLO ADATTATORE D16 TT | D16 TT ADAPTERRING | D16 TT ADAPTER RING | ANNEAU ADAPT. D16 TT | ANILLO ADAPTADOR D16 TT | PZ | 11
97200389 |  | ANELLO ADATTATORE D20 MM | D20 MM ADAPTERRING | D20 MM ADAPTER RING | ANNEAU ADAPT. D20 MM | ANILLO ADAPTADOR D20 MM | PZ | 12.5
97200390 |  | ANELLO ADATTATORE D22 | D22 ADAPTERRING | D22 ADAPTER RING | ANNEAU ADAPTATEUR D22 | ANILLO ADAPTADOR D22 | PZ | 12
97200391 |  | BOCCOLA FISS. IMBUTO | VERSCHLUSSLAGER TRICHTER | FUNNEL FIXING BUSH | DOUILLE FIX. ENTONNOIR | COJINETE FIJO EMBUDO | PZ | 4.8
97200392 |  | BOCCOLA SUPP. IRRT. LAVAM. | LAGER WASCHBECKENANDRIFT | HANDPIECE WASH SUPP BUSH | DOUIL.SUP.PULV.DISP.LAV.P.À M. | COJINETE SUP. LAVA PIEZA DE M. | PZ | 128
97207800 |  | BOCCOLA LUB D8-D10-L8 | BUECHSE LUB D8-D10-L8 | JOURNAL BOX LUB D8-D10-L8 | DOUILLE LUB D8-D10-L8 | COJ. LUB D8-D10-L8 | PZ | 1
97207900 |  | CUSCINETTO RULLINI | ROLLENLAGER ANK 5578 | ROLLER BEARING ANK 5578 | PALIER A ROULEUAX ANK 5578 | ROLLER BEAANILLO ANK 5578 | PZ | 13
97208000 |  | RALLA AS 5578 NBS | SCHEIBE AS 5578 | SLEWING RING AS 5578 | COURONNE DE DIRECTION AS 5578 | SLEWING ANILLO AS 5578 | PZ | 4.5
97210005 |  | MOTORIDUTT 24 VDC+EMC 35 RPM | GETRIEBEMOT. 24 VDC+EMC 35 U/M | 24 VDC+EMC 35 RPM MOTOREDUCER | MOTORED.24 VDC+EMC 35 RPM | MOTORR.24 VDC+EMC 35 RPM | PZ | 210
97210027 |  | MOTORIDUTT GAMBALE 5000N 24VDC | GETRIEBEMOT. BEINABL.5000N24VD | LEG MOTOREDUCER 5000N 24VDC | MOTOREDUCT. TIGE 5000N 24VDC | MOTORREDUCT. CANA 5000N 24VDC | PZ | 156
97213100 |  | MOTORIDUTT. 24 VDC 17 RPM | GETRIEBEMOTOR 24VDC 17 RPM | MOTOREDUCER 24VDC 17 RPM | MOTOREDUCT. 24 VDC 17 RPM | MOTORRED 24 VCC 17 RPM | PZ | 77
97214500 |  | MOTORIDUTT S90 F=10.000N | GETRIEBEMOTOR ZUM HEBEN | UPLIFT GEARED MOTOR | MOTO-REDUCTEUR SOULEVEMENT | MOTORREDUCTOR DE ELEVACION | PZ | 320
97217400 |  | MOTORIDUTT S80 F=500N | GETRIEBEMOTOR S 280 | S80 GEARED MOTOR | MOTO-REDUCTEUR S80 | MOTORREDUCTOR S80 | PZ | 355
97217900 |  | MOTORIDUTTORE GRUPPO CHIUSURA | MOT. SEEFRID 634.019DCGM43T42 | SEEFRID 634.019DCGM43T42 MOT | MOTEU.SEEFRID 634.019DCGM43T42 | MOTOR SEEFRID 634.019DCGM43T42 | PZ | 211
97218900 |  | MOTORIDUTT SH56 F=4.000N | GETRIEBM SH56 F=4000N V=10MM/S | MOTORED SH56 F=4000N V=10MM/S | MOTOREDU SH56 F=4000N V=10MM/S | MOTOREDU SH56 F=4000N V=10MM/S | PZ | 535
97219800 |  | MOTORIDUTTORE CBF | GETRIEBEMOTOR CBF | MOTORADAPTOR CBF | MOTOREDUCTEUR CBF | MOTOREDUCTOR CBF | PZ | 235
97224900 |  | INGRANAGGIO Z 20 M 1 | GETRIEBE Z20 M1 | GEAR Z20 M1 | ENGRENAGE Z20 M1 | ENGRANAJE Z20 M1 | PZ | 17
97225200 |  | INGRANAGGIO Z 35 M 0,5 | GETRIEBE Z35 M0.5 | GEAR Z35 M0.5 | ENGRENAGE Z35 M0.5 | ENGRANAJE Z35 M0.5 | PZ | 14
97225700 |  | PULEGGIA HTD 3M Z36 | RIEMENSCHEIBE HTD 3M Z36 | HTD 3M Z36 PULLEY | POULIE HTD 3M Z36 | POLEA HTD 3M Z36 | PZ | 37.5
97225900 |  | CINGHIA HTD 882 6MM 3M | RIEMEN HTD 882 6MM 3M | HTD 882 6MM 3M STRAP | COURROIE HTD 882 6MM 3M | CORREA HTD 882 6MM 3M | PZ | 22.5
97226000 |  | CINGHIA 405 RPP3-6 | RIEMEN 405 RPP3-6 | 405 RPP3-6 STRAP | COURROIE 405 RPP3-6 | CORREA 405 RPP3-6 | PZ | 13.5
97226200 |  | PULEGGIA HTD 3M Z44 | RIEMENSCHEIBE HTD 3M Z44 | HTD 3M Z44 PULLEY | POULIE HTD 3M Z44 | POLEA HTD 3M Z44 | PZ | 57
97226300 |  | PULEGGIA TENDICINGH 16 T2,5 | RIEMENSPANNROLLE 16 T2,5 | STRETCH-BELT PULLEY 16 T2,5 | POULIE TENDEUR COURR 16 T2,5 | POLEA TENSORA 16 T2,5 | PZ | 9.1
97227300 |  | CINGHIA DENTATA RPP H=9 L=159 | ZAHNRIEMEN RPP H=9 L=159 | TOOTHED BELT RPP H=9 L=159 | COURROIE DENTEE RPP H=91=159 | CORREA DENTADA RPP H=9 L=159 | PZ | 16
97230102 |  | KIT 3 OR MM BIEN AIR | KIT 3 ST.O-RING KUPPL.INTR.MM | KIT 3 PCS INTR.MM COUPL.O-RING | KIT 3 PCS JOINTS RACC.INTR.MM | KIT 3 OR ENCHUFE MM INTRAMATIC | PZ | 41.5
97230167 |  | CORDONE MM MC2 SIL.GRIGL=2M | SILIKONSCHL. MM GRAU | MM MC2 SYL.2M TUBING | CORDON MM MC2 SILIC. GRILLE 2M | CABLE MM MC2 SIL. GRIS= 2M | PZ | 311
97230168 |  | CORDONEMM MC2 FO ISOL.100-3 | SCHLAUCH MM MC2 OF ISOL.100-3 | ISOL.O.F.MM SIL.GREY TUBE | CORDON MM LUMIERE ISOL. 100-3 | CABLE MM MC2 FO ISOL 100-3 | PZ | 470
97230183 |  | MM MC2 BIEN AIR 40000 INTR. | MM BIEN AIR 40000 INTRAMATIC | INTRAMATIC BIEN AIR 40000 MM | MM BIEN AIR 40000 INTRAMATIC | MICROM MC2 BIEN AIR 40000 IN | PZ | 990
97230206 |  | SPAZZOLA MM ISOLITE 100/3 | BUERSTE MM LICHTLEITF ISOLITE | ISOLITE FO. MM BRUSH | BROSSE MM F.O. ISOLITE 100/3 | CEPILLO MM ISOLITE 100/3 | PZ | 68.5
97230252 |  | MM ISOLITE 300 INTRAM. | MM ISOLITE 300 | ISOLITE 300 MM | MM ISOLITE 300 | MICROM ISOLITE 300 INTRAM | PZ | 1270
97230253 |  | MM ELETTR MC3 LK | MC3 MIKROMOTOR | MC3 MICROMOTOR | MC3 MOTOR | MICROM ELÉCTR MC3 LK | PZ | 1260
97230256 |  | CORDON TURBINA MIDW F.O. | TURB.SILIKONSCHL.GLATT LLF MW | MIDW.F.O. TURBINE TUBING | CORD.TURBINE MIDW. LUMIERE | MANG SILICONA GRIS LUZ | PZ | 263
97230259 |  | SPAZZOLA MM MC3 | N. 1 BURSTE FUR MM MC3 | N. 1 MM BRUSH FOR MC3 | BROSSE POUR MM MC3 | CEPILLO MM MC3 | PZ | 60.5
97230262 |  | CORDON TT ATT. MIDWEST | TURBINENSCHLAUCH | MIDWEST TUBING | CORDON TURBINE RACC. MIDWEST | CORDON TURBINA CONN. MIDWEST | PZ | 213
97230288 |  | CORDONE MM MC3 (GIR. 400) | MC3 MM SCHLAUCH | MC3 MM TUBING | CORDON MM MC3 (400 TOURS) | CABLE MM MC3 GIR 400 | PZ | 400
97230289 |  | MM INDUZIONE MX | MM INDUKTION MX | MM INDUCTION MX | MM INDUCTION MX | MICROM INDUCCIÓN MX | PZ | 1940
97230290 |  | CORDONE MM INDUZ. DMX | SCHLAUCH MM INDUK. DMX | MM INDUCT. DMX TUBING | CORDON MM INDUCT DMX | MANGUERA MM DMX | PZ | 600
97230306 |  | CORD SEZ L1200 MM ARIA MIDWEST | TREN SCHLAU L1200 MM LUFT MID | AIR MIDW. MM SECT.TUB. L1200 | CORDON SECT.MM AIR MIDW.L1200 | MANG SEC MM AIRE MIDW L1200 | PZ | 173
97230317 |  | CORD SEZ L1200 MC2 IR | TREN SCHLAU L1200 MC2IR | SECT.TUB.MC2 IR L1200 | CORDON SECT. MC2 IR L1200 | MANG SEC L1200 MC2 IR | PZ | 470
97230318 |  | CORD SEZ L1200 MC2 ISOLITE | TREN SCHLAU L1200 MC2 ISOLITE | SECT.TUB. MC2 ISOLITE L1200 | CORDON SECT. MC2 ISOLITE L1200 | MANG SEC L1200 .MC2 ISOLITE | PZ | 457
97230319 |  | CORD SEZ L1200 MC3 | TREN SCHLAUCH L1200 MC3 | SECT. TUB. MC3 L1200 | CORDON SECT. MC3 L1200 | MANG SECC L1200 MC3 | PZ | 470
97230320 |  | CORD SEZ L1200 MM MX | TREN SCHLAUCH L1200 MM MX | SECT. TUB. MM MX L1200 | CORDON SECT. MM MX L1200 | MANG SECC L1200 MM MX | PZ | 600
97230322 |  | CORD SEZ L1200 DET NEWTRON LED | NEWT LED ZEG TREN SCHLA L1200 | NEWT.SECT.TUB.LED SCALER L1200 | CORDON SECT.DET.LED NEWT L1200 | MANG SEC ULTRAS NEWT LED L1200 | PZ | 295
97230323 |  | CORD SEZ L1200 DET I-PIEZON | I-PIEZ ZEG TREN SCHLAU L1200 | SECT.TUB SCALER I-PZ L1200 | CORDON SECT.DET. I-PZ L1200 | MANG SEC ULTRAS I-PIEZ L1200 | PZ | 378
97230324 |  | CORD SEZ L1200 DET NEWTRON | NEWTR ZEG TREN SCHLAU L1200 | NEWTRON SECT.TUB.SCALER L1200 | CORDON SECT.DET.NEWTRON L1200 | MANG SEC.ULTRAS NEWTR L1200 | PZ | 199
97230326 |  | CORD SEZ L1200 DETART EMS | EMS ZEG TREN.SCHLAEUCH L1200 | SECT.TUB. EMS SCALER L1200 | CORDON SECT.DETART.EMS L1200 | MANGU SECC.ULTRAS EMS L1200 | PZ | 418
97230327 |  | CORD SEZ L1200 DET EMS FO | EMS FO ZEG TREN SCHLAU L1200 | SECT TUB. EMS FO SCALER L1200 | CORD. SECT.DETART.EMS FO L1200 | MANG SECC ULTRAS EMS FO L1200 | PZ | 800
97230328 |  | CORD SEZ L1200 TURB BORDEN | TREN SCHLAU L1200 BORD-TURBIN | SECT.TUB.SCALER TURB BOR L1200 | CORDON SECT TURB. BORDEN L1200 | MANG SEC TURB BORDEN L1200 | PZ | 169
97230329 |  | CORD SEZ L1200 TURB MIDWEST | TREN SCHLAU L1200 MIDW-TURBIN | SECT. TUB. MIDW. TURB. L1200 | CORDON SECT TURBINE MIDW L1200 | MANGU SEC L1200 TURB MIDWEST | PZ | 173
97230330 |  | CORD SEZ L1200 TURB MIDWEST FO | TREN SCHLAU L1200 OF MIDW-TUR | SECT.TUB. MIDW. FO TURB. L1200 | CORDON SECT TURB MIDW FO L1200 | MANG SEC L1200 TURB MIDWEST FO | PZ | 210
97230331 |  | CORD SEZ L1200 TELECAMERA | KAMERA TREN SCHLAUCH L1200 | SECT.TUB. CAMERA L1200 | CORDON SECT. CAMERA L1200 | MANG SECC CAMARA L1200 | PZ | 263
97230332 |  | CORD SEZ L1200 T-LED | TREN SCHLAU L1200 T-LED | SECT. TUB T-LED L1200 | CORDON SECT. T-LED L1200 | MANG SEC L1200 TLED | PZ | 184
97230333 |  | CONNETTORE FISSO MC2, MC3 | FASTVERBINDUNG MC2, MC3 | FIXED CONNECTOR MC2, MC3 | CONECTEUR FIXE MC2, MC3 | CONECTOR FIJO MC2, MC3 | PZ | 41
97230336 |  | CONNETTORE FISSO MM MX | FEST.STECKVERBINDER MM MX | MM MX FIXED CONNECTOR | CONNECTEUR FIX. MM MX | CONECTADOR FIJO MM MX | PZ | 34
97230337 |  | CONNETTORE FISSO SIRINGA NEW | FESTE VERBINDUNG SPRITZE NEW | FIXED CONNECTOR SYRINGE NEW | CONECTEUR FIXE SERINGUE NEW | CONECTOR FIJO JERINGA NEW | PZ | 20
97230338 |  | CONNETTORE FISSO | FEST.STECKVERBINDER | FIXED CONNECTOR | CONNECTEUR FIX. | CONECTADOR FIJO | PZ | 25.5
97230339 |  | CONNETTORE FISSO F.O. | FEST.STECKVERBINDER MIT LICHT | FIXED CONNECTOR W/ LIGHT | CONNECTEUR FIX. FIBRE OPTIQUE | CONECTADOR FIJO CON LUZ | PZ | 22.5
97230340 |  | CONNETTORE FISSO | FASTVERBINDUNG | FIXED CONNECTOR | CONECTEUR FIXE | CONECTOR FIJO | PZ | 24
97230347 |  | CONNETTORE FISSO TELECAMERA | VIDEO KAMERA FASTVERBINDUNG | VIDEO CAMERA FIXED CONNECTOR | CONNECTEUR FIXE VIDEO-CAMERA | CONECTOR FIJO CÁMARA | PZ | 48
97230348 |  | CONNETTORE FISSO TLED | FASTVERBINDUNG TLED | FIXED CONNECTOR TLED | CONECTEUR FIXE TLED | CONECTOR FIJO TLED | PZ | 31.5
97230351 |  | CORD SEZ L1400 MC2 IR | TREN SCHLAU L1400 MC2 IR | SECT.TUB.MC2 IR L1400 | CORDON SECT. MC2 IR L1400 | MANG SEC L1400 MC2 IR | PZ | 470
97230353 |  | CORD SEZ L1400 MC2 ISOLITE | TREN SCHLAU L1400 MC2 ISOLITE | SECT.TUB. MC2 ISOLITE L1400 | CORDON SECT. MC2 ISOLITE L1400 | MANG SEC L1400 MC2 ISOLITE | PZ | 477
97230355 |  | CORD SEZ L1400 MC3 | TREN SCHLAUCH L1400 MC3 | SECT. TUB. MC3 L1400 | CORDON SECT. MC3 L1400 | MANG SECC L1400 MC3 | PZ | 477
97230357 |  | CORD SEZ L1400 MM MX | TREN SCHLAUCH L1400 MM MX | SECT. TUB. MM MX L1400 | CORDON SECT. MM MX L1400 | MANG SECC L1400 MM MX | PZ | 600
97230363 |  | CORD SEZ L1400 DET NEWTRON LED | NEWT LED ZEG TREN SCHLA L1400 | NEWT.SECT.TUB.SCALER LED L1400 | CORDON SECT.DET.NEWT.LED L1400 | MANG SEC ULTRAS NEWT LED L1400 | PZ | 295
97230365 |  | CORD SEZ L1400 DET NEWTRON | NEWTR ZEG TREN SCHLAU L1400 | NEWTRON SECT.TUB.SCALER L1400 | CORDON SECT.DET.NEWTRON L1400 | MANG SEC ULTRAS NEWTR L1400 | PZ | 199
97230367 |  | CORD SEZ L1400 DETART EMS | EMS ZEG TREN SCHLAUCH L1400 | SECT.TUB. EMS SCALER L1400 | CORDON SECT.DETART. EMS L1400 | MANG SEC L1400 ULTRASON EMS | PZ | 418
97230369 |  | CORD SEZ L1400 DET I-PIEZON | I-PIEZ ZEG TREN SCHLAU L1400 | SECT.TUB SCALER I-PZ L1400 | CORDON SECT.DET. I-PZ L1400 | MANG SEC ULTRAS I-PIEZ L1400 | PZ | 399
97230373 |  | CORD SEZ L1400 TURB BORDEN | TREN SCHLAU L1400 BORD-TURBIN | SECT.TUB.SCALER TURB BOR L1400 | CORDON SECT TURB. BORDEN L1400 | MANG SEC L1400 TURB BORDEN | PZ | 169
97230375 |  | CORD SEZ L1400 TURB MIDWEST | TREN SCHLAU L1400 MIDW-TURBIN | SECT. TUB. MIDW. TURB. L1400 | CORDON SECT TURBINE MIDW L1400 | MANG SEC L1400 TURB MIDWEST | PZ | 173
97230377 |  | CORD SEZ L1400 TURB MIDWEST FO | TREN SCHLAU L1400 FO MIDW TURB | SECT.TUB MIDW. FO TURB. L1400 | CORDON SECT TURB MIDW FO L1400 | MANG SEC L1400 TURB MIDW FO | PZ | 210
97230379 |  | CORD SEZ L1400 TELECAMERA | TREN KAMERA SCHLAU L1400 | SECT.TUB. CAMERA L1400 | CORDON SECT. CAMERA L1400 | MANG SEC L1400 CAMARA | PZ | 263
97230381 |  | CORD SEZ L1400 T-LED | TREN SCHLAUCH L1400 T-LED | SECT. TUB T-LED L1400 | CORDON SECT. T-LED L1400 | MANG SECC L1400 T-LED | PZ | 184
97230391 |  | CONNETTORE FISSO TURBINA | FESTER STECKVERBINDER TURBINE | TURBINE FIX CONNECTOR | CONNECTEUR FIXE TURBINE | CONECTOR FIJO TURBINA | PZ | 32
97230392 |  | CONNETTORE FISSO ABLATORE | ZEG VERBINDER UNTRENNBAR | SCALER FIXED CONNECTOR | CONNECTEUR FIXE DETARTREUR | CONECTOR FIJO ABLAT. | PZ | 36
97230420 |  | CONNETTORE FISSO S-LED/LEDA | FEST VERBIND.ANSCLHUSS S-LED | S-LED/LEDA FIX CONNECTOR | CONNECTEUR FIXE S-LED/LEDA | CONECTOR FIJO S-LED | PZ | 20
97230430 |  | CHIAVE DINAMOMETRICA | SCHLÜSSEL FÜR ZEG-SPITZEN | DYNAMOMETRIC KEY | CLE DYNAMOMETRIQUE | LLAVE DINAMOMÉTRICA | PZ | 36
97230447 |  | CORD SEZ L1200 C-U2 HD | TRENN. SCHLAUCH L1200 C-U2 HD | TUBE SECT. L1200 C-U2 HD | CORDON SECT. L1200 C-U2 HD | MANGUERA SEC L1200 C-U2 HD | PZ | 230
97230448 |  | CORD SEZ L1400 C-U2 HD | TRENN. SCHLAUCH L1400 C-U2 HD | TUBE SECT L1400 C-U2 HD | CORDON SECT. L1400 C-U2 HD | MANG SEC L 400 C-U2 HD | PZ | 230
97230460 |  | CORDONE C-U2 HD S.A. | C-U2 HD S.A. SCHLAUCH | C-U2 HD S.A. HOSE | CORD.C-U2 HD S.A. | MANGUERA C-U2 HD S.A. | PZ | 225
97230465 |  | CONNETTORE FISSO C-U2 HD T.MED | FEST KONNEKTOR C-U2 HD T.MED | FIX CONNECTOR C-U2 HD T.MED | CONNECT.FIXE CU2 HD TABL.PRAT | CONECTOR FIJO C-U2 HD T.MED | PZ | 49
97230467 |  | CORD NO SEZ L1200 C-U2 HD | SCHL. N. TR.B. L1200 C-U2 HD | NO SECT TUBING L1200 C-U2 HD | CORD NON SECT L1200 C-U2 HD | MANG NO SEC L1200 C-U2 HD | PZ | 230
97230468 |  | CORD NO SEZ L1400 C-U2 HD DR | SCHL. N.TR.B. L1400 C-U2 HD DR | NO SECT TUB.L1400 C-U2 HD DR | CORD NON SECT L1400 C-U2 HD DR | MANG NO SEC L1400 C-U2 HD DR | PZ | 230
97230469 |  | CONNETTORE FISSO C-U2 HD T.ASS | FEST KONNEKTOR C-U2 HD ASS.TI. | FIX CONNECTOR C-U2 HD T.ASS | CONNECT.FIXE CU2 HD TABL.ASS. | CONECTOR FIJO C-U2 HD T.ASS | PZ | 48
97230470 |  | TURBINA FLOW.METER AWECO R2.5 | TURBINE FLOW.METER AWECO R2.5 | FLOWMETER TURBINE -AWECO R2.5 | TURBINE FLOW.METER AWECO R2.5 | TURBINA FLOW.METER AWECO R2.5 | PZ | 35.5
97230472 |  | CORD NO SEZ L1400 C-U2 HD ASS | SCHL. N. TR.B. L1400 C-U2 HD H | NO SECT TUB.L1400 C-U2 HD ASS | CORD NON SEC L1400 C-U2 HD ASS | MANG NO SEC L1400 C-U2 HD AUX | PZ | 230
97230497 |  | CORD SEZ L1200 DET PIEZON | SCHL. N.TR.B. L1200 DET PIEZON | SECT.TUBING L1200 PIEZON SCAL | CORD SECT L1200 DÉT PIEZON | MANG SEC L1200 DET PIEZON | PZ | 337
97230498 |  | CORD SEZ L1400 DET PIEZON | PIEZON ZEG L1400 TRENN SCHL | SECT.TUBING L1400 PIEZON SCAL | CORD SECT L1400 DÉT PIEZON | MANG SEC L1400 DET PIEZON | PZ | 337
97230520 |  | SPRAY CLIP CONF. 3 PZ | SPRAY CLIP 3 ST. VERPACKUNG | SPRAY CLIP 3 PC. PACKAGE | SPRAY CLIP BOITE 3 PIECES | SPRAY CLIP CAJA 3 PIEZAS | PZ | 70
97230804 |  | CLIP APEX LOCATOR | CLIP APEX LOCATOR | APEX LOCATOR CLIP | CLIP APEX LOCATOR | CLIP APEX LOCATOR | PZ | 31.5
97230835 |  | CHIAVE DINAMOM ABLAT CHIRURG | DREHM.SCHL. CHIR. ZAHN.ENT. | SURG SCALER TORQUE WRENCH | CLÉ DYNAMOM DÉTART CHIRURG | LLAVE DINAMOM ULTRAS QUIRÚRG | PZ | 110
97230836 |  | PORTAPUNTE AUTOCLAV X PIEZO | BOHRERHALT. AUTOKLAV FÜR PIEZO | AUTOCLAVE TIP HOLDER X PIEZO | PORTE-EMBOUTS AUTOCLAV X PIEZO | PORTAPUNTAS AUTOCL PARA PIEZO | PZ | 29
97230840 |  | TURBINA FLOW.METER BITRON | FLOW.METER BITRON TURBINE | FLOW.METER BITRON TURBINE | TURBINE FLOW METER BITRON | TURBINA FLOW METER BITRON | PZ | 55.5
97230841 |  | CLIP APEX LOCATOR 510K | KLIPP APEX-LOKALISATOR 510K | 510K CLIP APEX LOCATOR | CLIP LOCALIS. D'APEX 510K | CLIP LOCALIZ. D'APICE 510K | PZ | 33.5
97230842 |  | IMP.EL. EST APEX LOCATOR 510K | AEUSS. EL.ANL. APEX-LOK. 510K | 510K APEX LOCATOR EXT EL SYS | IMP.EL.EST LOCAL.D'APEX 510K | IMP.EL.EST LOCAL.D'APICE 510K | PZ | 47
97230843 |  | GANCIO PER LOCALIZZ APICA 510K | HAKEN F. APEX-LOKALISATOR 510K | 510K APEX LOCATOR COUPLING | CROCHET POUR LOCAL.D'APEX 510K | GANCHO PARA LOCAL.D'APICE 510K | PZ | 10
97230844 |  | SONDA CON GUAINA 510K | SONDE MIT MANTEL 510K | 510K SHEATH PROBE | SONDE AVEC GAINE 510K | SONDA CON VAINA 510K | PZ | 10
97250001 |  | GRUPPO ESSICCATORE | TROCKNERGR. | DRIER UNIT | UNITE DE SECHAGE | GR. SECADERO | PZ | 1800
97250005 |  | POMPA PERISTAL. 24VDC 350RPM | PERISTAL. PUMPE 24VDC 350RPM | 24VDC 350RPM PERISTAL. PUMP | POMPE PÉRIST.24VDC 350 TR/MN | BOMBA PERISTÁL 24VCC 350RPM | PZ | 1320
97250016 |  | VENTOLA 120X120X38 24V DC | EV 120X120X38 24V DC | SV 120X120X38 24VDC | EV 120X120X38 24V DC | EV 120X120X38 24V DC | PZ | 37
97250031 |  | MOTOVENTILATORE 010877 | MOTORLÜFTER 010877 | MOTOR FAN 010877 | MOTOVENTILATEUR 010877 | MOTOVENTILADOR 010877 | PZ | 368
97250032 |  | PRESSORE LISCIO A SFERA | ANDRÜCKER GLATT MIT KUGEL | BALL FLAT PRESSER | PRESSEUR À BILLE LISSE | PRENSADOR LISO DE BOLA | PZ | 5
97250033 |  | POMPA CARICO ACQUA | WASSERFUELLUNGSPUMPE | WATER FILLING PUMP | POMPE DE CHARGE EAU | BOMBA DE CARGAMENTO AGUA | PZ | 464
97250036 |  | VENTILATORE 120X120X25 24V | VENTILATOR 120X120X25 24V | 120X120X25 24V FAN | VENTILATEUR 120X120X25 24V | VENTILADOR 120X120X25 24V | PZ | 45.5
97250039 |  | VENTILATORE 95X97X33 24V | LUFTER 95X97X33 24V | FAN 95X97X33 24V | VENTILATEUR 95X97X33 24V | ABANICO 95X97X33 24V | PZ | 166
97250050 |  | TESTATA COMPLETA PRIME | KOPFTEIL KOMPLETT PRIME | PRIME COMPLETE HEAD | TÊTE COMPLÈTE PRIME | CABEZA COMPLETA PRIME | PZ | 1390
97250051 |  | FILTRO REGOLATORE | REGLERFILTER | REGULATOR FILTER | FILTRE RÉGULATEUR | FILTRO REGULADOR | PZ | 51.5
97250052 |  | ELETTROVALVOLA 2 VIE | 2 WEGE-MAGNETVENTIL | 2-WAY SOLENOID VALVE | ÉLECTROVANNE 2 VOIES | ELECTROVÁLVULA 2 VÍAS | PZ | 31.5
97250053 |  | MEMBRANA ESICCATORE | MEMBRANE TROCKNER | DRYER MEMBRANE | MEMBRANE SÉCHOIR | MEMBRANA SECADOR | PZ | 895
97250054 |  | FILTRO DI SINTESI | SYNTHESE FILTER | SYNTHESIS FILTER | FILTRE DE SYNTHESE | FILTRO DE SÍNTESIS | PZ | 300
97250056 |  | PRESSOSTATO | DRUCKSCHALTER | PRESSURE SWITCH | PRESSOSTAT | PRESOSTATO | PZ | 151
97250058 |  | TESTATA COMPLETA | KOPFTEIL KOMPLETT | COMPLETE HEAD | TÊTE COMPLÈTE | CABEZA COMPLETA | PZ | 855
97250060 |  | PRESSOSTATO 4 VIE | 4 WEGE-DRUCKSCHALTER | 4-WAY PRESSURE SWITCH | PRESSOSTAT 4 VOIES | PRESOSTATO 4 VÍAS | PZ | 30.5
97250061 |  | TESTATA COMPLETA MK160 | KOMPL. KOPFSTÜCK MK160 | FULL HEAD SUPPORT MK 160 | TETE COMPLETE MK160 | CABEZAL COMPLETO MK160 | PZ | 680
97250062 |  | TESTATA COMPLETA MK320 | KOMPL. KOPFSTÜCK MK320 | FULL HEAD SUPPORT MK320 | TETE COMPLETE MK320 | CABEZAL COMPLETO MK320 | PZ | 1260
97250065 |  | FILTRO ARIA | LUFTFILTER | AIR FILTER | FILTRE AIR | FILTRO AIRE | PZ | 30.5
97250066 |  | FILTRO TAZZA F180 | FILTER BECKER MK160 | FILTER CUP MK 160 | FILTRE BAC MK160 | FILTRO TAZA MK160 | PZ | 127
97250067 |  | FILTRO TAZZA MK320 | FILTER BECKER MK320 | FILTER CUP MK320 | FILTRE BAC MK320 | FILTRO TAZA MK320 | PZ | 171
97250068 |  | PRESSOSTATO | DRUCKSCHALTER | PRESSURE SWITCH | PRESSOSTAT | PRESOSTATO | PZ | 60
97250069 |  | TUBO MANDATA ARIA | LUFTZUFUHRSCHLAUCH | DELIVERY PIPE AIR | TUYAU DISTRIBUTION AIR | TUBO DISTRIBUCION AIRE | PZ | 93.5
97250070 |  | VALVOLA RITEGNO | RÜCKSCHLAGVENTIL | CHECK VALVE | VALVE DE RETENTION | VALVULA RETENCION | PZ | 27.5
97250072 |  | VALVOLA SICUREZZA MK320 | SICHERHEITSVENTIL MK320 | SAFETY VALVE MK320 | VALVE SECURITE MK320 | VALVULA SEGURIDAD MK320 | PZ | 7.9
97250079 |  | CILINDRO SINGOLO EFFETTO | EINFACHWIRKENDE ZYLINDER | SINGLE-EFFECT CYLINDER | VERIN SIMPLE EFFET | CILINDRO EFFECTO SINGOLO | PZ | 450
97250089 |  | POMPA DOS.NME1 24V 50/60(EPDM) | DOS.PUMPE NME1 24V 50/60(EPDM) | NME1 24V 50/60(EPDM) DISP.PUMP | POMPE DOS.NME1 24V 50/60(EPDM) | BOMBA DOS.NME1 24V 50/60(EPDM) | PZ | 42.5
97250097 |  | TESTATA COMPLETA PRIME | KOPFTEIL KOMPLETT PRIME | PRIME COMPLETE HEAD | TÊTE COMPLÈTE PRIME | CABEZA COMPLETA PRIME | PZ | 1370
97250098 |  | FILTRO REGOLATORE | REGLERFILTER | REGULATOR FILTER | FILTRE RÉGULATEUR | FILTRO REGULADOR | PZ | 42
97250099 |  | FILTRO DI SINTESI | SYNTHESEFILTER | SYNTHESIS FILTER | FILTRE DE SYNTHÈSE | FILTRO DE SÍNTESIS | PZ | 137
97250101 |  | TESTATA COMPLETA | KOPFTEIL KOMPLETT | COMPLETE HEAD | TÊTE COMPLÈTE | CABEZA COMPLETA | PZ | 940
97250102 |  | PRESSOSTATO 4 VIE | 4 WEGE-DRUCKSCHALTER | 4-WAY PRESSURE SWITCH | PRESSOSTAT 4 VOIES | PRESOSTATO 4 VÍAS | PZ | 30
97250108 |  | PRESSORE A SFERA M16 | ANDRÜCKER MIT KUGEL M16 | M16 BALL PLUNGERS | PRESSEUR A BILLE M16 | PRENSADOR DE ESFERA M16 | PZ | 12
97250109 |  | PRESSORE INOX GN 614-8-NI | ANDRÜCKER INOX GN 614-8-NI | ST.STEEL GN 614-8-NI PUSHER | PRESSEUR INOX GN 614-8-NI | PENSADOR INOX GN 614-8-NI | PZ | 7.1
97270101 |  | SIRINGA CEFLA 3F SEZ L1400 | TREN SPRITZE 3F L1400 | SECT. TUB. 3F SYRINGE L1400 | CORDON SECT. SERINGUE 3F L1400 | JERINGA SECCION 3F L1400 | PZ | 363
97270103 |  | SIRINGA CEFLA 6F SEZ L1400 | TREN SCHLAU 6F SPRITZ L1400 | SECT. TUB. 6F SYRINGE L1400 | CORDON SECT. SERINGUE 6F L1400 | MANG SECC JERINGA 6F L1400 | PZ | 474
97270117 |  | ANELLO AZZURRO SIRINGA + MOLLA | BLAUER RING FÜR SPRITZE+ FEDER | BLUE SYRINGE RING AND SPRING | BAGUE BLEUE SERINGUE + RESSORT | ANILLO AZUL JERINGA Y MEULLA | PZ | 54
97270118 |  | CORD SEZ L1400 MINIL.6F/6F FO | TREN SCHLAU L1400 MINIL SPRI 6 | SECT CORD L1400 MINIL.6F/6F FO | COR.SECT.L1400 MINIL.6F/6F FO | MANG SEC L1400 MINIL.6F/6F FO | PZ | 414
97270119 |  | CORD SEZ L1400 SIR CEFLA 3F-6F | TREN SCHLAU 3F-6F SPRITZ L1400 | SECT.TUB. 3F-6F SYRINGE L1400 | CORD.SECT.SERINGUE 3F-6F L1400 | MANG SERC JERINGA 3F-6F L1400 | PZ | 172
97270120 |  | CORD SEZ L1200 MINIL.6F/6F FO | TREN SCHLAU L1200 MINIL SPRIT | SECT.TUB.L1200 MINIL 6F/6F FO | COR.SECT.L1200 MINIL.6F/6F FO | MANG SEC L1200 MINIL 6F/6F FO | PZ | 414
97270121 |  | SIRINGA MINIL. 6F SEZ L1200 | MINIL TREN SPRITZE 6F L1200 | SECT.6F SYRING MINILIGHT L1200 | SERINGUE SECT.6F MINIL.L1200 | JERINGA MINIL 6F SECC L1200 | PZ | 491
97270123 |  | SIRINGA MINIL. 6F SEZ L1400 | MINIL TREN SPRITZE 6F L1400 | SECT.6F SYRING MINILIGHT L1400 | SERINGUE SECT.6F MINIL.L1400 | JERINGA MINIL 6F SECC L1400 | PZ | 481
97270125 | (*) | CEFLA PRO-TIP PUNTA SIRINGA | CEFLA PRO-TIP SPRITZENSPITZE | CEFLA PRO-TIP SYRINGE TIPS | EMBOUT SERINGUE PRO-TIP CEFLA | CEFLA PRO-TIP PUNTA JERINGA | PZ | 127
97270142 |  | ADAT. SIRINGA STILE ADEC | ADAPT. SPRITZE TYP A-DEC | ADEC STYLE SYRINGE ADAPT. | ADAPT. SERINGUE TYPE ADEC | ADAPT JERINGA ESTILO ADEC | PZ | 64
97270143 |  | ADAT. SIRINGA DCI, BELMONT | ADAPT. SPRITZE DCI, BELMONT | DCI BELMONT SYRINGE ADAPTER | ADAPT. SERINGUE DCI BELMONT | ADAPT. JERINGA DCI BELMONT | PZ | 64
97270144 |  | ADAT. SIRINGA KAVO KA138 | ADAPT. SPRITZE KAVO 773.0500 | KAVO 773.0500 SYRINGE ADAPT. | ADAPT. SERINGUE KAVO 773.0500 | ADAPT JERINGA KAVO 773.0500 | PZ | 64
97270145 |  | ADAT.SIR.SIRONA SPRAYVIT SE137 | ADAPT. SPRITZE SIRONA SPRAYVIT | SIRONA SPRAYVIT SYR. ADAPT. | ADAPT. SER.SIRONA SPRAYVIT | ADAPT JER SIRONA SPRAYVIT | PZ | 64
97270146 |  | ADAT. SIR. SIEM. SM117 | ADAPT. SPR. SIEM.SPR4,A1,E1,M1 | SIR. SIEM. SPR4,A1,E1,M1 ADAPT | ADAP.SER.SIEM. SPR4,A1,E1,M1 | ADAPT JER SIEM SPR4,A1,E1,M1 | PZ | 64
97270151 | (*) | PRO-TIP BARRIER SLEEVE (250PZ) | PRO-TIP BARRIER SLEEVE 250 STK | PRO-TIP BARRIER SLEEVE 250 PCS | PRO-TIP BARRIER SLEEVE(250PCS) | PRO-TIP BARRIER SLEEVE 250 PZ | PZ | 29
97270153 |  | PARTE ANT.VALVOLA DRYER | VORDERTEIL VENTIL DRYER | DRYER VALVE FRONT PART | PARTIE ANT.VANNE DRYER | PARTE ANT.VALVULA DRYER | PZ | 7.8
97270154 |  | PARTE POST.VALVOLA DRYER | RÜCKTEIL VENTIL DRYER | DRYER VALVE REAR PART | PARTIE POST. VANNE DRYER | PARTE POST. VALVULA DRYER | PZ | 7.3
97270156 |  | ADAT. SIRINGA KAVO KA149 | SPRITZENADAPTER KAVO KA149 | SYRINGE ADAPT. KAVO KA149 | ADAPT.SERINGUE KAVO KA149 | ADAPT. JERINGA KAVO KA149 | PZ | 64
97270157 |  | RUBINETTO 3831 1/4'' | HAHN 3831 1/4'' | TAP 3831 1/4'' | ROBINET 3831 1/4'' | LLAVE 3831 1/4'' | PZ | 18.5
97270158 |  | RUBINETTO DI SCARICO | ABFLUSSHAHN | DRAINAGE SINK | ROBINET DE DECHARGE | GRIFO DE DESCARGA | PZ | 8.9
97270159 |  | CORPO + RUBINETTI SIR 3F SEZ | 3F SEKT.KÖRPER SPRITZE+WASSERH | 3F SECT. SYRINGE BODY + TAPS | CORPS+ROBINETS SER 3F SECT | CUERPO + GRIFOS JERIN 3F SECC | PZ | 115
97270160 |  | CORPO + RUBINETTI SIR 6F SEZ | 6F SEZ. SPRITZE HAHNE + KORPER | 6F SECT. SYRINGE BODY + TAPS | CORPS + ROBINETS SERIN 6F SECT | CUERPO + GRIFOS JER 6F SECCION | PZ | 185
97270161 |  | RUBINETTO 3/8'' | HAHN 3/8'' | 3/8'' TAP | ROBINET 3/8'' | GRIFO 3/8'' | PZ | 21.5
97270162 |  | GUSCIO PLASTICA SIR CEFLA 2007 | KUNSTSTOFFSCHALE SIR CEFLA2007 | SIR CEFLA 2007 PLASTIC SHELL | COQUE PLAST.SER.CEFLA 2007 | CONCHA PLASTICA SIR CEFLA 2007 | PZ | 26.5
97270163 | (*) | ADAT. SIR CEFLA SERIE 2007 | CEFLA SPRITZENADAPTER S.2007 | 2007 SERIE CEFLA SYR. ADAPTER | ADAP. SER.CEFLA SERIE 2007 | ADAP. JERINGA CEFLA SER. 20007 | PZ | 86
97270164 | (*) | ADAT. SIR CEFLA SERIE 2012 | CEFLA SPRITZENADAPTER S.2012 | CEFLA SYRINGE ADAPT. SER.2012 | ADAPT. SERINGUE CEFLA SER.2012 | ADAPT. JERINGA CEFLA SER.2012 | PZ | 86
97270165 | (*) | ADAT. SIR THREES-MULTIS2-TITAN | SPRITZENADAPTER 3 MULTIS2 TITA | THREES-MULTIS2-TITAN SYR ADAPT | ADAPT.SER THREES-MULTIS2-TITAN | ADAP.JERI.THREES-MULTIS2-TITAN | PZ | 86
97270166 | (*) | ADAT.SIR LUZZANI-M.LIGHT-MATE | SPRITZENAD. LUZZANI M.LIGHT | LUZZANI-M.LIGHT-MATE SYR ADAPT | ADAPT.SERIN. LUZZANI M.LIGHT-M | ADAP.JER.LUZZANI M.LIGHT-MATE | PZ | 86
97280600 |  | CORPO COMPL. RUBINETTI SI | KOMPL. HAHNKÖRPER | COMPLETE BODY TAP | CORPS ROBINETS COMPLET SI | GRUPO GRIFOS COMPLETO | PZ | 145
97281900 |  | TUBO GRIGIO SIL SIR. 6F | SILICONSCHL. SPRITZE 6F GRIS | 6F SYR GREY SYL TUBE | TUYAU GRIS SILICONE SERING. 6F | TUBO GRIS SIL. JER. 6F | PZ | 161
97285400 |  | SIR 6F MINILIGHT ACC.INOX | GER.INOX M.L. 6F SPRITZE | INOX M.L. 6F STRAIGHT SYRINGE | SER. 6F MINILIGHT ACIER INOX D | JER. 6F MINILIGHT ACERO INOX | PZ | 484
97285500 |  | RUBINETTO DI SCARICO ATT.1/8'' | HAHN | 1/8'' JUNCT. DISCH. FAUCET | ROBINET | GRIFO DE DESCARGA CONEX 1/8'' | PZ | 3.3
97285700 |  | GUSCIO INOX SIR. 6F DIR. | GERADE GRIFF MINILIGHT INOX | INOX MINILIGHT STRAIGHT HANDLE | COQUE SERINGE INOX 6F DROIT | FUNDA DE INOX JERINGA 6F DIR. | PZ | 118
97285800 |  | BECCUCCIO INOX SIRINGA | KANULE SPRITZE MINILIGHT INOX | MINILIGHT INOX SYR.TIP | EMBOUT INOX SERINGUE MINILIGHT | BOQUILLA JERINGA + CAPUCHON | PZ | 49
97286000 |  | SIR6F MINILIGHT INOX GOMITO | WINKEL 6F SPRITZE INOX | INOX 6F ELBOW SYRINGE | SER 6F MINILIGHT INOX COUDEE | SIR6F MINILIGHT INOX CODO | PZ | 470
97286200 |  | SIR 3F MINIMATE INOXDIRITTA | SPRITZE 3F MINIMATE INOX GERAD | 3F MINIMATE INOX SYRINGE | SER. 3F MINIMATE INOX DROITE | JERINGA MINIMATE 3F INOX | PZ | 234
97286300 |  | SIR 3F MINIMATE INOX GOMIT | 90° SPRITZE 3F MINIMATE INOX | 3F MINIMATE 90° SYRINGE | SER. 3F MINIMATE INOX COUDEE | JER. 3F MINIMATE INOX | PZ | 227
97286500 |  | GUSCIO INOX SIR. 6F GOMITO | WINKEL GRIFF MINILIGHT INOX | INOX MINILIGHT ELBOW HANDLE | COQUE INOX SER. 6F COUDEE MINI | FUNDA INOX JER 6F | PZ | 143
97286800 |  | SIR 3F INOX MINILIGHT A GOMITO | WINKELSPRITZE MINILIGHT 3F | MINILIGHT 3F ELBOW SYRINGUE | SERINGUE MINILGHT 3F COUDEE | JER 3F INOX MINILIGHT CODO | PZ | 370
97287100 |  | CORPO RUBINETTI SIR. | HÄHNE SPRITZE MIN.INOX | SYRINGE MIN.INOX TAPS | ROBINETS SERINGUE MIN.INOX | GRUPO GRIFOS JER. | PZ | 59.5
97287200 |  | GUSCIO DIR. SIR. MINIMATE | RECHTE HULLE SPRITZE MIN.INOX | MIN.INOX SYR.RIGHT SHELL | COQUE SER.MINIMATE INOX DROITE | FUNDA DIR. JERINGA MINIMATE | PZ | 119
97287400 |  | BECCUCCIO SIR. MINIMATE | MIN.INOX SPRITZENKANÜLE | MIN.INOX SYRINGE TIP | EMBOUT SERINGUE MIN.INOX | BOQUILLA JERINGA MINIMATE | PZ | 46
97288200 |  | SIRINGA CEFLA 3F SEZ L1200 | 3F TREN .SPRITZE L1200 | SECT. TUB. 3F SYRINGE L1200 | SERING+CORDON SECT.3F L1200 | JERINGA SECCION. 3F L1200 | PZ | 376
97288300 |  | SIRINGA CEFLA 6F SEZ L1200 | 6F TREN SPRITZE L1200 | SECT. TUB. 6F SYRINGE L1200 | SERING+CORDON SECT.6F L1200 | JERINGA SECCION. 6F L1200 | PZ | 480
97288800 |  | BECCUCCIO SIRINGA SEZION. | TRENNBARE SPRITZENTUELLE | SECTIONABLE SYRINGE NOZZLE | EMBOUT SERINGUE SECTIONABLE | EMBOCADURA JERINGA FRACCION. | PZ | 52
97289200 |  | GUSCIO SIRINGA 6F SEZIONABILE | 6F GLIEDER.SPRITZESCHALE | 6F SECTIONAB. SYRINGE SHELL | COQUE SERINGUE 6F SECTION. | CASCARA JERINGA 6F FRACCION. | PZ | 121
97289300 |  | CORD SEZ L1200 SIR CEFLA 3F-6F | TREN SCHLAU 3F-6F SPRITZ L1200 | SECT. TUB. 3F-6F SYRINGE L1200 | CORDON SECT.SERING 3F-6F L1200 | MANG SEC JERINGA 3F-6F L1200 | PZ | 178
97289600 |  | GUSCIO SIRINGA 3F SEZIONABILE | 3F GLIEDER.SPRITZESCHALE | 3F SECTION. SYRINGE SHELL | COQUE SERINGUE 3F SECTION. | CASCARA JERINGA 3F FRACCION. | PZ | 126
97289700 |  | KIT O-RING SIRINGA | KIT 5+5 SPRITZE | KIT 5+5 OR SYRINGE | KIT 5+5 JOINT OR SERINGUE | KIT 5+5 JERINGA | PZ | 17.5
97290001 |  | FLACONE RECUPERO AMALGAM | WIEDERERBEHALT.AMALGAM+DECKER | AMALGAM RECOU.CONTAINER+COVER | REC.RECUPER.AMALGAM.+COUVERCLE | BOTE RECOGJE AMALGAM | PZ | 57.5
97290014 |  | CONF. DI N°4 FILTRI OLIO | NO. 4 OELFILTER | NO. 4 OIL FILTERS | JEU DE 4 FILTRES A HUILE | FILTRO RETR MANG (4 UD) | PZ | 4
97290025 |  | SEPARATORE AMALGAMA COMPL | AMALGAMABSCHEIDER CATTANI | AMALGAM SEPARATOR CATTANI | SEPARATEUR D'AMALGAME CATTANI | SEPARADOR DE AMALGAMA COMPL | PZ | 90
97290030 |  | VASO PER MINISEPARATORE | GEFÄSS FÜR ABSCHEIDER | BOWL FOR MINISEP. | POT POUR MINISEPARATEUR | VASO PARA MINISEPARADOR | PZ | 35.5
97290031 |  | POMPA DI DRENAGGIO PER MI | DRAINAGE PUMPE | DRAINAGE PUMP | POMPE DE VIDANGE | BOMBA DRENAJE | PZ | 182
97290032 |  | VALVOLA NON RITORNO A LAB | RUCKSCHLAGVENTIL | NON RETURN VALVE | VANNE CLAPET ANTI-RETOUR | VALVULA CONTRA REGRESO | PZ | 9.5
97290034 |  | COPERCHIO PER MINISEPARATORE + | DECKEL F?R ABSCHEIDER | COVER FOR MINISEP. | COUVERCLE POUR MINISEPARATEUR | TAPA POR MINISEPARADOR | PZ | 74.5
97290037 |  | RACC. DIRITTO PORTAGOMMA | GERADEAUFNAHME D=12 | D=12 STRAIGHT JUNCTION | RACCORD DROIT D=12 | CONEX RECTA PORTAGOMA | PZ | 13
97290038 |  | RACC. A GOMITO PORTAGOMMA | KNIESAUFNAHME D=17 | D=17 ELBOW JUNCTION | RACCORD COUDE D=17 | CONEX CODO PORTAGOMA | PZ | 7
97290040 |  | ADATTATORE 90 M-F D=26 | ANSCHLUSS 90 M-F- D=26 | 90 M-F D=26 ADAPTER | RACCORD 90 M-F D=26 | ADAPTADOR 90 M-H D=26 | PZ | 60.5
97290041 |  | ADATTATORE DIRITTO D=25 | GERADE ANSCHLUSS D 25 | STRAIGHT CONNECTION D 25 | RACCORD DROIT D 25 | ADAPTADOR RECTO D=25 | PZ | 17.5
97290057 |  | COLLETTORE RETTANG. 2 VIE | 2 WEGE SAMMLER | 2 WAY RECT COLLECTOR | COLLECT. 2 VOIES RECTANGULAIRE | CONJUNTO RECTANGULAR 2 VIAS | PZ | 39
97290058 |  | RIDUTTORE ARIA 0:16ATM | LUFTDRUCKREDUZIERER | AIR REDUCER | REDUCTEUR AIR 0:16 ATM | REDUCTOR AIRE 0,16 ATM | PZ | 45
97290060 |  | FILTRO VALVOLE serie V | FILTER FÜR VENTILE SERIE V | FILTER | FILTRE VANNES SERIE V | FILTRO | PZ | 1.4
97290062 |  | MICROINT PNEUMATICO (N.A.) | MIKROSCHALTER | PNEUMATIC MICROSWITCH (N.A.) | MICROINT. PNEUMATIQUE (N.A.) | MICRO INTERRUPTOR NEUMATICO | PZ | 19.5
97290072 |  | SCHEDA ELETTRONICA MST1 | ELEKTRONISCH KARTE MST1 | MST1 ELECTRONIC BOARD | PLATINE ELECTRONIQUE MST1 | TARJETA ELECTRÓNICA MST1 | PZ | 985
97290078 |  | FILTRO DURR VALVOLA BACINELLA | SCHUSSEL VENTIL DURR FILTER | BASIN VALVE DURR FILTER | FILTRE DURR SOUPAPE BASSIN | FILTRO DURR VÁLVULA ESCUPIDERA | PZ | 26.5
97290085 |  | CAS1 DURR SEPARAT. AMALGAMA | CAS1 DURR AMALGAM-ABSCHEIDER | CAS1 DURR AMALGAM SEPARATOR | CAS1 DURR SEPARATEUR AMALGAME | CAS1 DURR SEPARADOR AMALGAMA | PZ | 1800
97290088 |  | KIT VALVOLA DI SCARICO DURR | KIT ABLASSVENTIL DURR | DURR DRAIN VALVE KIT | JEU VANNE EVAC. DURR | KIT VÁLVULA DE DESCARGA DURR | PZ | 510
97290091 |  | COPERCHIO SUP. COLLETT. PNEUM. | LUFTKOLLEKT.OBER DECKEL | PNEUM.COMMUT.UPPER COVER | COUVERCLE SUP.COLLCT.PNEUM. | TAPA SUP COLECT NEUM. | PZ | 31.5
97290095 |  | CARTUCCIA FILTRO ARIA | LUFT FILTER PATRONE | AIR FILTER CARTRIDGE | CARTOUCHE FILTRE A AIR | CARTUCHO FILTRO AIRE | PZ | 4.1
97290096 |  | CARTUCCIA FILTRO ACQUA | WASSER FILTER PATRONE | WATER FILTER CARTRIDGE | CARTOUCHE FILTRE A EAU | CARTUCHO FILTRO DE AGUA | PZ | 9.6
97290098 |  | VALVOLA DI SICUREZZA 1/8'' | SICHERHEITSVENTIL 1/8'' | SAFETY VALVE 1/8'' | VANNE DE SECURITE 1/8'' | VALVULA DE SEGURIDAD 1/8 | PZ | 15.5
97290101 |  | REGOLATORE DI FLUSSO M5 | STROMREGLER M5 | M5 FLOW CONTROLLER | REGULATEUR FLUX M5 | REGULADOR FLUJO M5 | PZ | 11.5
97290102 |  | BOCCOLA SILENZIATRICE M5 | SCHALLDAEMPFER-BUCHSE M5 | SILENCER BUSHING M5 | BAGUE INSONORISATOR M5 | CASQUILLO SILENCIADOR M5 | PZ | 2.4
97290103 |  | UNITA DI LAVAGGIO DURR | SPUELEINRICHTUNG DUERR | DURR WASH UNIT | UNITÉ DE RINÇAGE DURR | UNIDAD DE LAVADO DURR | PZ | 357
97290106 |  | KIT VALVOLA CENTRAL. PER CS1 | ZENTRAL.VENTILKIT CS1 | CENTRAL. VALVE KIT CS1 | KIT VALVE CENTRAL. CS1 | KIT VÁLVULA CENTRAL PARA CS1 | PZ | 204
97290111 |  | SEPARAT. ASPIRAZIONE CS1 DURR | SAUGUNGSABSCHEIDER CS1 DURR | SUCTION SEPARATOR CS1 DURR | SEPARATEUR ASPIRAT. CS1 DURR | SEPARADOR ASPIRACION CS1 DURR | PZ | 900
97290115 |  | FILTRO ARIA + VALVOLA PILOTA | LUFT FILTER+ PILOTVENTIL | AIR FILTER+PILOT VALVE | FILTRE AIR+VANNE PILOTE | FILTRO AIRE + VÁLVULA PILOTO | PZ | 117
97290116 |  | FILTRO ACQUA + VALVOLA PILOTA | WASSERFILTER + STEUERVENTIL | WATER FILTER + CONTROL VALVE | FILTRE EAU + VANNE DE CTRL | FILTRO AGUA VALVULA PILOTO | PZ | 72
97290117 |  | POMPA GR. DRENAGGIO MINISEP. | PUMPE GR. DRAINAGE MINISEP. | PUMP FOR MINISEP DRAIN GR. | POMPE GR EVACUATION MINISEP. | BOMBA GR. DRENAJE MINISEP. | PZ | 93
97290118 |  | KIT RACCORDI PER 3 CANN.ASP. | VERBINDERKIT A'3 ABSAUGKANÜLEN | 3 ASP.HOSES CONNECT.KIT | KIT RACCORDS 3 CANN.ASP. | KIT CONEXIONES PARA 3 CÁN ASP | PZ | 45
97290119 |  | RIDUTTORE ACQUA 0:16ATM (DVGW) | WASSERDRUCKREDUZIERER | WATER REDUCER | ADAPTATEUR EAU 0:16ATM (DVGW) | REDUCTOR AGUA 0: 16 ATM | PZ | 50
97290120 |  | GR. PISTONE RIDUTT. ACQUA/ARIA | WASSERDRUCKRED KOLBENGR. | WATER REDUC. PISTON GR. | GR. PISTON REDUCT. EAU | GR. PISTON REDUCC. AGUA/AIRE | PZ | 22
97290121 |  | FILTRO OLIO | ÖLFILTER | OIL FILTER | FILTRE OIL | FILTRO ACEITE | PZ | 2.8
97290127 |  | KIT PRESA ARIA VALVOLA DURR | BELUEFTUNGSKIT F. DUERR-VENTIL | DURR AIR JACK VALVE KIT | KIT PRISE AIR SOUPAPE DURR | KIT TOMA AIRE VÁLVULA DURR | PZ | 60
97290145 |  | KIT ANELLE PER CAS1 | RINGSKIT FUER CAS1 | KIT OF RINGS FOR CAS1 | KIT ANNEAUX POUR CAS1 | KIT ANILLOS PARA CAS1 | PZ | 99
97290146 |  | KIT CENTRIFUGAZIONE | ZENTRIFUGIERUNGSKIT | CENTRIFUGE KIT | KIT CENTRIFUGE | KIT CENTRIFUGACION | PZ | 263
97290147 |  | KIT RACCORDI MORBIDI | WEICHES KUPPLUNGSKIT | SOFT CONNECTION KIT | KIT RACCORDS SOUPLES | KIT RACORES BLANDOS | PZ | 118
97290148 |  | KIT RACCORDI MORBIDI NON-RIT. | WEICH UNRUCKKEHR KUPPLUNGSKIT | NON-RET. SOFT CONNECTIONS KIT | KIT RACCORDS SOUPLES NON-RET | KIT RACORES BLANDOS NO RETORNO | PZ | 151
97290149 |  | KIT O-RING | KUPPLUNGSKIT O-RING | O-RING KIT | KIT RACCORD O-RING | KIT RACORES O-RING | PZ | 46.5
97290150 |  | KIT GALLEGGIANTE | SCHWIMMERKIT | FLOAT LEVER KIT | KIT FLOTTEUR | KIT FLOTADOR | PZ | 79.5
97290151 |  | KIT FILTRO INGRESSO ACQUA | WASSEREINTRITT FILTERKIT | WATER INPUT FILTER KIT | KIT FILTRE D'ENTREE EAU | KIT FILTRO ENTRADA AGUA | PZ | 94
97290152 |  | ELETTROVALVOLA | MAGNETOVENTIL | ELECTROVALVE | ELECTROVANNE | ELECTROVALVULA | PZ | 176
97290153 |  | GALLEGGIANTE UNITA' DI LAVAGG. | SCHWIMMER SPUELSYSTEM | FLOAT LEVER FOR CLEANING UNIT | FLOTTEUR UNITE DE LAVAGE | FLOTADOR SISTEMA LAVADO | PZ | 69
97290154 |  | GALLEGGIANTE VALV. SCAR. BAC. | SCHWIMMER MV SPEISCHABFLU | CUSP.BOWL VALVE FLOAT LEVER | FLOTTEUR VANNE EVAC. CRACHOIR | FLOTADOR VALV DESCARG ESCUPID | PZ | 56.5
97290155 |  | CONTROLLO ELETTRONICO | ELEKTRON-KONTROLLE | ELECTRONIC CONTROL | CONTROLE ELECTRONIQUE | CONTROLO ELECTRONICO | PZ | 208
97290156 |  | VALVOLA SIC.TUV 1/4'' T2,4 BAR | SICHERHEITSV. 1/4-T 2.4 BAR'' | SAFETY VALVE 1/4-T 2.4 BAR'' | CLAPET/SÛRETÉ 1/4-T 2.4 BAR'' | VALVULA SIC 1/4-T 2.4 BAR'' | PZ | 42
97290158 |  | VALVOLA UNIDIREZIONALE | RÜCKSCHLAGVENTIL | SINGLE-ACTING VALVE | CLAPET ANTIRETOUR | VALVULA UNIDIRECCIONAL | PZ | 11
97290160 | #10 | FILTRO BATTERIOLOG 0.2 | BAKTERIOLOGISCHER FILTER 0.2 | 0.2 BACTERIOLOGICAL FILTER | FILTRE BACTERIOLOG. 0.2 | FILTRO BACTERIOLOGICO 0.2 | PZ | 15
97290162 | #10 | FILTRO 7X14 SP015 | FILTER 7X14 SP015 | FILTER 7X14 SP015 | FILTRE 7X14 SP015 | FILTRO 7X14 SP015 | PZ | 7.9
97290166 | #5 | FILTRO ACQUA | WASSERFILTER | WATER FILTER | FILTRE A EAU | FILTRO AGUA | PZ | 12
97290201 |  | VALVOLA INTERCETTAZ 1/4 NPTF | SPERRVENTIL 1/4 NPTF | VALVE | E.V. DE FERMETURE 1/4 NPTF | VÁLVULA INTERCEPTAC 1/4 NPTF | PZ | 20
97290202 |  | VALVOLA WATER BLOC 3/4 | VENTIL WATER BLOC 3/4 | VALVE | VANNE | VÁLVULA | PZ | 42.5
97290204 |  | VALVOLA INTERCET INTERM 1/4 | FORTGESCHRITTENE BYPASSVENTIL | INTERMEDIATE BYPASS VALVE 1/4 | VANNE DE DÉRIVATION INTERMÉDIA | VÁLVULA DE DERIVACIÓN INTERMED | PZ | 17.5
97290205 |  | VALVOLA UNIDIREZ 1/4 | EINWEG VENTIL 1/4 | ONE WAY VALVE 1/4 | VALVE UNIDIRECTIONNELLE 1/4 | VÁLVULA UNIDIRECCIONAL 1/4 | PZ | 18
97290206 |  | FILTRO MINI ATT.RAP 1/4 A RETE | MINI-FILTER SCHNELLA. 1/4 NETZ | INSPECTABLE WATER FILTER | FILTRE MINI RAC.RAP 1/4 RÉS. | FILTR MINI CONEX RÁP 1/4 A RED | PZ | 29
97290210 |  | FILTRO ASS SERBATOIO | FILTER FÜR WASSER BEHÄLTER | TANK WATER FILTER | FILTRE EAU RÉSERVOIR | FILTRO AGUA DEPÓSITO | PZ | 8.9
97290212 |  | GR. FILTRO ARIA TUBI 4X6 | GR. LUFTFILTER SCHLÄUCHE 4X6 | 4X6 TUBE AIR FILTER GR. | GR. FILTRE AIR TUYAUX 4X6 | GR FILTRO AIRE TUBOS 4X6 | PZ | 53.5
97290213 |  | GR. FILTRO ARIA TUBI 6X8 | GR. LUFTFILTER SCHL. 6X8 | 6X8 TUBES AIR FILTER GR. | GR. FILTRE AIR TUYAUX 6X8 | GR. FILTRO AIRE TUBOS 6X8 | PZ | 46
97290215 |  | CARTUCCIA FILTRO ARIA | LUFTFILTEREINSATZ | AIR FILTER CARTRIDGE | CARTOUCHE FILTRE À AIR | CARTUCHO FILTRO AIRE | PZ | 4.6
97290219 |  | FILTRO VASCA | WANNENFILTER | TANK FILTER | FILTRE BAGNOIRE | FILTRO BANERA | PZ | 8.9
97290226 |  | KIT VNR PER UNITA’ DI LAVAGGIO | KIT VNR FÜR SPÜLEINHEIT | NRV KIT FOR WASHING UNIT | KIT VNR POUR UNITE DE LAVAGE | KIT VNR PARA UNIDAD DE LAVADO | PZ | 46
97290227 |  | GALLEGGIANTE CON MICRO NC | SCHWIMMER MIT MIKRO. NC | FLOATER WITH MICRO NC | FLOTTEUR AVEC MICRO-INT NF | FLOTADOR CON MICRO NC | PZ | 18.5
97290233 |  | FILTRO ANTI-DISTURBO LBFL2H | ENTSTÖRUNGSFILTER LBFL2H | LBFL2H FILTER | FILTRE ANTIPARASITE LBFL2H | FILTRO SUPR.INTERFER. LBFL2H | PZ | 22
97290234 |  | FILTRO ASPIRAZIONE DETERGENTE | ABSAGUNGSFILTER DETERG. | DETERGENT SUCTION FILTER | FILTRE ASPIRATION DETERG. | FILTRO ASPIRACION DETERGENTE | PZ | 14
97290235 |  | FILTRO FGN010/1/N 280MICRON | FILTER FGN01071/N 280MICRON | FILTER FGN010/1/N 280MICRON | FILTRE FGN010/1/N 280MICRON | FILTRO FGN010/1/N 280MICRAS | PZ | 14
97290236 |  | FILTRO LAVAGGIO | FILTER SPÜLUNG | WASHING FILTER | FILTRE LAVAGE | FILTRO LAVADO | PZ | 24.5
97290237 |  | FILTRO POMPA SCARICO | FILTER ABFLUSSPUMPE | DRAINAGE PUMP FILTER | FILTRE POMPE ÉVACUATION | FILTRO BOMBA DESAGÜE | PZ | 7.8
97290238 |  | FILTRO TUBO ALIM.ACQUA | FILTER WASSERVERSORG.LEITUNG | WATER INLET HOSE FILTER | FILTRE TUYAU ALIM.EAU | FILTRO TUBO ALIM.AGUA | PZ | 3.1
97290239 |  | FLITRO LAVAGGIO | SPÜLFILTER | WASHING FILTER | FILTRE LAVAGE | FILTRO LAVADO | PZ | 40
97290240 |  | PRE-FILTRO | VORFILTER | PRE-FILTER | PRÉ-FILTRE | PRE-FILTRO | PZ | 12
97290241 |  | MICROFILTRO POMPA SCARICO | MIKROFILTER ABFLUSSPUMPE | DRAINING PUMP MICROFILTER | MICROFILTRE POMPE ÉVACUATION | MICROFILTRO BOMBA DESAGÜE | PZ | 34
97290242 |  | GRUPPO FILTRO ASSOLUTO | GRUPPE ABSOLUTFILTER | COMPLETE FILTER GR. | GROUPE FILTRE ABSOLU | GRUPO FILTRO ABSOLUTO | PZ | 302
97290249 |  | QUICK STOP ADJ WS TYPE B 1/2'' | QUICK STOP ADJ WS TYPE B 1/2'' | QUICK STOP ADJ WS TYPE B 1/2'' | ARRET RAPID ADJ WS TYPE B1/2'' | AJU QUICK STOP WS TYPE B 1/2'' | PZ | 53.5
97290250 |  | METASYS SEPAR AMALG+FILT+RACC | METASYS AMALG.ABSCH.+FILT+ANS. | AMALG+FILT+CONNECT METASYS SEP | METASYS SÉPAR AMALG+FILT+RACC | METASYS SEPAR AMALG+FILT+EMPAL | PZ | 1650
97290251 |  | KIT RACCORDI VNR DURR | KIT ANSCHLÜSSE VNR DURR | VNR DURR CONNECTIONS KIT | KIT RACCORDS VNR DÜRR | KIT EMPALMES VR DURR | PZ | 60.5
97290255 |  | FILTRO ALIMENTAZIONE | ERNÄHRUNGSFILTER | POWER FILTER | FILTRE ALIMENTATION | FILTRO ALIMENTACION | PZ | 7.4
97290256 |  | FILTRO INOX MED. | EDELSTAHL FILTER | STAINLESS STEEL FILTER MED. | FILTRE INOX MED. | FILTRO ACERO INOX MED. | PZ | 24.5
97290259 | (*) | ASS FILTRO DEMI | DEMINERALISATORFILTER GR | DEMINERALIZER FILTER | FILTRE DEMINERALISATEUR | FILTRO DEMINERALIZADOR | PZ | 124
97290260 |  | VALVOLA DI NON RITORNO F-F D25 | F-F D25 RUECKSCHLAGVENTIL | NON RETURNING VALVE F-F D25 | SOUPAPE ANTI RETOUR F-F D25 | VALVULA ANTIRRETORNO F-F D25 | PZ | 22.5
97290263 | (*) | ASS FILTRO RICIRCOLO + OLIO | RECIRCULATION UND OELFILTER GR | RECIRCULATION FILTER + OIL GR. | ENS.FILTRE RECIRC+HUILE | GR.FILTRO RECIRC.+OLEO | PZ | 349
97290264 | (*) | FILTRO DEMI + FILTRO DI RICIRC | DEMI FILTER + RUECKFUEHR.FILTE | DEMI FILTER + RECIRC FILTER | FILTRE DEMI + FILTRE RECIRC. | FILTRO DEMI + FILTRO RECIRC. | PZ | 442
97290266 |  | FILTRO VALVOLA SCAR. BAC. | FILTER ABLASSVENTIL MUNDSP. | CUSPIDOR DRAIN VALVE FILTER | FILTRE VANNE DECH.CRACH. | FILTRO VALV.DESAG.ESCUP. | PZ | 29.5
97290267 |  | GALLEGGIANTE VALV. SCAR. BAC. | SCHWIMMER ABLASSVENT. MUNDSP. | CUSPIDOR DRAIN VALVE FLOAT | FLOTTEUR VANNE DECH.CRACH. | FLOTANTE VALV.DESAG.ESCUP. | PZ | 165
97290268 |  | VALVOLA A PISTONE SCAR. BAC. | KOLBENVENTIL ABLASS MUNDSP.B. | CUSPIDOR DRAIN PISTON VALVE | VANNE PISTON DECH.CRACH. | VALV.PISTON DESAG.ESCUP. | PZ | 187
97290269 |  | RACCORDO DIR M D25 TUBO D15 | M D25 ROHR D15 GERAD ANSCHLUSS | STRAIGHT JUNCT M D25 TUBE D15 | RACCORD DROIT M D25 TUYAU D15 | CONEXION DER M D25 TUBO D15 | PZ | 4.1
97290270 |  | FILTRO LAVAMANIPOLI | FILTER HANDSTÜCKSPÜLUNG | HANPIECE WASHER FILTER | FILTRE DISP.LAV. PIÈCES À MAIN | FILTRO LAVA PIEZAS DE MANO | PZ | 39.5
97290700 |  | MANOMETRO 0-12 BAR/PSI | MANOM. FIMET M3/A-40 0/10 D=18 | FIMET M3/A-40 0/10 D=1/8 GAUGE | MANOMETRE M3/A-40 0/10 D=1/8 | MANÓMETRO 0-12 BAR/PSI | PZ | 14
97291200 |  | SILENZIATORE M5 | SCHALLDÄMPFER 2921 5M CL | SILENCER 2921 5M CL | SILENCIEUX 2921 5M CL | SILENZIADOR M5 | PZ | 2.8
97295500 |  | MEMBRANA X RID ARIA/H2O | MEMBRAN F?R LUFT-H2O-DRUCKRED | AIR AND WATER RED. DIAPHRAGM | MEMBRANE POUR REDUCT.AIR/EAU | MEMBRANA X RID ARIA/H20 | PZ | 7.6
97296000 |  | RACC. A GOMITO D 25 | WINKELSTUTZEN D=25 3923 B | ELBOW COUPLING T=25 3923 B | RACCORD COUDE D=25 3923 B | CONEX CODO D 25 | PZ | 3.6
97298200 |  | FILTRO COLLETTORE CANNULE | KANUELEN-SAMMELFILTER | CANNULA COLLECT FILTER | FILTRE COLLECT. CANULES | FILTRO ASPIRACION | PZ | 13
97298300 |  | RACC. A GOMITO DEST=15 | WINKELST?CKANSCHLUSS D=15 | D=15 ELBOW COUPLING | RACCORD COUDE D=15 | CONEX CODO | PZ | 20.5
97298400 |  | POMPA CENTRIFUGA SEP. | GETR. ZENTRIFUGE PUMPE | SEP. CENTRIFUGE PUMP | POMPE CENTRIFUGEUR SEP. | BOMBA CENTRIFUGA SEP. | PZ | 1630
97298600 |  | INDICATORE EST. + CABL. E | EXTERNE ANZEIGE | EXTERNAL INDICATOR | INDICATEUR EXTERIEUR | INDICADOR EXT. + CABL. E | PZ | 155
97311500 |  | RUBINETTO A SFERA M/F | KUGELHAHN INN/AUSS 3/8 | M/F 3/8 | ROBINET A BILLE M/F 3/8 | GRIFO REDONDO M/F | PZ | 14
97322500 |  | GUARN 3/8 GAS D=15x8x2 | AMIANTITDICHTUNG 3/8 | GASKET 3/8 | JOINT 3/8 GAS D=15X8X2 | JUNTA 3/8 GAS D=15X8X2 | PZ | 1
97323200 |  | POMELLO SCARICO CON. WBI | ABFLUSSKUGELGRIFF WB | WB DRAIN KNOB | POIGNEE VIDANGE WB | POMO DESAGÜE CON. WBI | PZ | 7.6
97327100 |  | RACC.GHIERA 6X8-1/4G | GERADER ANSCHLUSS D=8 1/4 | D=8 1/4 | RACCORD DROIT D=8 1/4 | CONEX EJE 6X8-1/4G | PZ | 1.5
97327400 |  | RACC.GHIERA 6X8-1/8G | GERADER ANSCHLUSS D=8 1/8 | NUT CONNECTION 6X8 | RACCORD DROIT D=8 1/8 | TUERCA CONNECTION 6X8 | PZ | 3.6
97328900 |  | RACC.NIPPLO 1/8G 2500 | NIPPEL AUSS/AUSS 1/8 | NIPPLE M/M 1/8 | RACC.NIPPLE 1/8G 2500 | CONEX NIPPLO 1/8G 2500 | PZ | 1.2
97329900 |  | RACC.GHIERA A L 6X8-1/8G | L-ANSCHLUSS AUSS 1/8 | NUT L-CONNECTION 6X8 | RACC.EN L RACC. M 1/8 | TUERCA L-CONNECTION 6X8 | PZ | 1.7
97334100 |  | TUBO PVC 4,8X7,9 GRIGIO | PVC-SCHLAUCH 4,8 X 7,9 GRAU | GREY 4.8 X 7.9 PVC TUBE | CORDON PVC 4,8 X 7,9 GRIS | TUBO PVC 4,8X7,9 GRIS | MT | 6.7
97335100 | #5 | TUBO SILICONE D=5X8 | SILIKONSCHLAUCH D=5X8 | SILICONE TUBE D=5X8 | TUYAU SILICONE D=5X8 | TUBO SILICONA D=5X8 | MT | 9.2
97340101 | #5 | TUBO POLIETIL. MDPE 6X8 VERDE | GRUN POLYURETHANSCHALAUCH 6X8 | POLIURETH.GREEN TUBE 6X8 | TUYAU POLYETYL. MDPE 6X8 VERT | TUBO POLIETILENO MDPE 6X8 VERD | MT | 3.2
97340105 | #5 | TUBO PVC D=14X19 TRASP. | SCHLAUCH PVC D=14X19 | PVC D=14X19 TUBE | TUYAU PVC D=14X19 | TUBO PVC D=14X19 TRANSP | MT | 4.9
97340115 | #5 | TUBO 4X6 NATURALE POLYETHYLENE | NATUR. SCHLAUCH 4X6 PE230 | NATUR. HOSE 4X6 PE230 | TUYAU NATUR. 4X6 PE230 | TUBO 4X6 NATURAL PE2312 | MT | 2
97340116 | #5 | TUBO 6X8 NATURALE POLYETHYLENE | PE3412 NATURLICH 6X8 ROHR | PE3412 NATURAL 6X8 TUBE | TUBE 6X8 NATUREL PE3412 | TUBO 6X8 NATURAL PE3412 | MT | 2.9
97340117 | #5 | TUBO 10X14 SILICONE ALIMENT | SILIKONSCHLAUCH 10X14 LEBENSMI | 10X14 ALIMENTARY SILICONE TUBE | TUYAU 10X14 SILICONE POUR ALIM | TUBO 10X14 SILICONA ALIM | MT | 10.5
97340118 | #5 | TUBO POLIETIL. PELD 6X8 VERDE | GRUEN POLYET SCHALUCH PELD 6X8 | POLYETIL. TUBE PELD 6X8 GREEN | TUBE POLYETIL PELD 6X8 VERT | MANG POLIETIL PELD 6X8 VERDE | MT | 0.8
97340119 | #5 | TUBO POLIURETANO 2X4 BLU | POLYURETHAN-KABEL 2X4 BLAU | POLYURETHANE HOSE 2X4 BLUE | TUYAU POLYURETHANE 2X4 BLEU | MANGUERA POLIURETANO 2X4 AZUL | MT | 1.2
97340120 | #5 | TUBO PVC 8X12 TRASP. | PVC-SCHLAUCH 8X12 TRANSP. | PVC 8X12 TRANSP.PIPE | TUYAU PVC 8X12 TRANSP. | TUBO PVC 8X12 TRANSP. | MT | 1.9
97340121 |  | GR. IMPIANTO IDROPNEUMATICO | GR. HYDROPNEUM. ANLAGE | HYDROPNEUMATIC IMPLANT GR. | GR. INSTALLATION HYDROPNEUM. | GR. SISTEMA HIDRONEUMÁTICO | PZ | 33.5
97340127 |  | TUBO 8X6,3 ARANCIO | ORANGE SCHLAUCH 8X6,3 | ORANGE TUBE 8X6,3 | TUBE 8X6,3 ORANGE | MANGUERA NARANJO 8X6,3 | MT | 2.1
97340129 | #5 | TUBO SILICONE 6X10 | SILIKONROHR 6X10 | SILICONE PIPE 6 X 10 | TUYAU SILICONE 6X10 | TUBO SILICONA 6X10 | MT | 4.3
97340130 |  | TUBO SILICONE 8X12 | SILIKONSCHLAUCH 8X12 | SILICON PIPE 8 X 12 MM (CLEAR) | TUYAU SILICONE 8X12 | TUBO SILICONA 8X12 | MT | 13
97340131 | #5 | TUBO SILICONE D=6X12 CALZ NERO | SILIKONROHR 6X12 | SILICONE PIPE 6X12 | TUYAU SILICONE 6X12 | TUBO SILICONA 6X12 | MT | 11.5
97340133 |  | TUBO SILIC TRASP 5X8 | SILIKONSCHLAUCH TRANSP 5X8 | SILIC. TRANSP. TUBE 5X8 SH60 | TUYAU SILIC. TRANSP. 5X8 | TUBO SILIC TRANSP 5X8 | MT | 2.7
97340141 | #3 | TUBO SILIC 6X13 GRIGIO-NERO | SILIKONSCHL. 6X12 GRAU-SCHWARZ | SILIC.TUBE 6X12 GREY-BLACK | TUYAU SILIC. 6X12 GRIS-NOIR | TUBO SILIC 6X12 GRIS-NEGRO | MT | 33
97340142 | #2 | TUBO 4X2.5 FEP 140 | Teflon pipe FEP 140 4x2.5 mm. | Teflon pipe FEP 140 4x2.5 mm. | Teflon pipe FEP 140 4x2.5 mm. | Teflon pipe FEP 140 4x2.5 mm. | MT | 23
97340151 |  | TUBO 1/4 BIANCO | SCHLAUCH 1/4 WEISS | SILIC.TUBE -(THERMOPL-POLYURET | TUYAU 1/4 BLANC | TUBO 1/4 BLANCO | MT | 1.7
97340163 |  | GR. IMPIANTO IDROPNEUMATICO | GR. HYDROPNEUMATISCHE ANLAGE | HYDROPNEUMATIC DEVICE GR. | GR. DISPOSITIF HYDROPNEUM. | GR. SISTEMA HIDRONEUMÁTICO | PZ | 39
97340165 |  | TUBO POLIURETANO 3X5 NERO | [AS_POLYURETHANSCHL. 3X5 SCHW. | BLACK 3X5 POLYURETHANE TUBE | TUYAU POLYURÉTHANE 3X5 NOIR | TUBO POLIURETANO 3X5 NEGRO | MT | 1.7
97340167 |  | GR. IMPIANTO IDROPNEUMATICO | HYDROPNEUMATISCHE ANLAGE GR. | HYDRO-PNEUMATIC SYSTEM GROUP | GR. INSTAL. HIDROPNEUMATIQUE | GRUPO INSTALAC HIDRO-NEUMATICA | PZ | 71
97340170 |  | TUBO SILIC 18X24 60SH – 0/+5 | SILIKON ROHR 18X24 60SH - 0/+5 | SILICONE TUBE 18X24 - 0/+5 | TUBE SILICONE 18X24 60SH-0/+5 | TUBO SILICONA 18X24 - 0/+5 | MT | 21
97340171 |  | TUBO SILIC TRASP 5X8 | SILIKONSCHLAUCH TRANSP. 5X8 | 5X8 SILIC.TRANSP.TUBE | TUYAU SILIC TRANSP 5X8 | TUBO SILIC TRANSP 5X8 | MT | 6.1
97340172 |  | TUBO SILICONE CALZATO POLY | SILIKONSCHLAUCH ANGEB. POLY | POLY SLEEVED SILICONE HOSE | TUYAU SILICONE CHAUSSE POLY | MANGUERA SILICONA FORRADA POLY | MT | 8.7
97340175 |  | TUBO A-FLEX SUPER D.31,8 | SCHLAUCH A-FLEX SUPER D.31,8 | A-FLEX SUPER D.31,8 PIPE | TUYAU A-FLEX SUPÉR D.31,8 | TUBO A-FLEX SUPER D.31,8 | PZ | 16.5
97340177 |  | TUBO CARICO LAV. 3/4X3/4 FF | WASCHM. LADUNG ROHR 3/4X3/4 FF | WASH. FILLING HOSE 3/4X3/4 FF | TUYAU TAS MAC.A LAV. 3/4X3/4FF | TUBO CARGA LAV. 3/4X3/4 FF | PZ | 14
97340178 |  | TUBO 90° L=270 DIELETTRIC. | 90°-ROHR L=270 DIELEKTRISCH | 90° L=270 DIELETTRIC. PIPE | TUYAU 90° L=270 DIÉLECTRIQ. | TUBO 90° L=270 DIELÉCTRIC. | PZ | 5.5
97340179 |  | TUBO 90° L=340 | 90°-ROHR L=340 | L=340 90° PIPE | TUYAU 90° L=340 | TUBO 90° L=340 | PZ | 4.5
97340180 |  | TUBO 90° L=480 AIR-BREAK/POZZE | 90° ROHR L = 480 AIR-BREAK | 90° TUBE L=480 AIR-BREAK | TUYAU 90° L=480 AIR-BREAK | TUBO 90° L=480 AIR-BREAK/POZAS | PZ | 7.8
97340181 |  | TUBO ACQUA FREDDA | KALTWASSERSCHLAUCH | COLD WATER PIPE | TUYAU EAU FROIDE | TUBO AGUA FRÍA | PZ | 6.3
97340182 |  | TUBO ALIM. IRRORATORE SUP. | VERS. SCHLAUCH SPRÜHER OB | UPPER SPRAYER SUPP. TUBE | TUYAU ALIM. PULVÉRISATEUR SUP. | TUBO ALIM. IRRIGADOR SUP. | PZ | 28
97340183 |  | TUBO ALIM.AIR.BREAK | ERNÄHRUNGSROHR - AIR BREAK | SUPPLY TUBE-AIR.BREAK | TUYAU ALIMENT.AIR BREAK | TUBO ALIM. AIR BREAK | PZ | 6.6
97340184 |  | TUBO ARANCIO L=5000 | ORANGEFARBENER SCHLAUCH L=5000 | ORANGE PIPE L=5000 | TUYAU ORANGE L=5000 | TUBO NARANJA L=5000 | PZ | 55
97340185 |  | TUBO CARICO COND.VAPORE | FÜLLSCHL. DAMPF.KOND. | STEAM COND.POWER SUPPLY PIPE | TUYAU CHARGEMENT COND.VAPEUR | TUBO CARGA COND.VAPOR | PZ | 79.5
97340188 |  | TUBO DECALCIFICATORE | ENTKALKERSCHLAUCH | DECALICIFICATOR PIPE | TUYAU ADOUCISSEUR | TUBO DESCALCIFICADOR | PZ | 6.8
97340189 |  | TUBO INTERNO PERISTALTICA | PERISTALTIKPUMPE - INN. ROHR | PERIST. PUMP- INTERNAL TUBE | TUYAU INTER.PERISTALT. | TUBO INTERNO PERISTÁLTICA | PZ | 60
97340190 |  | TUBO PRESS.SICUREZZA PRF500 | SCHLAUCH SICHER.DR. PRF500 | PRF500 SAFETY PRESS. TUBE | TUYAU PRESS.SÉCURITÉ PRF500 | TUBO PRES.SEGURIDAD PRF500 | PZ | 8.6
97340191 |  | TUBO RIDUZ D 20-9.5 PRF | REDUZIERUNGSROHR 20-9,5 PFR | TUBE REDUCTION D 20-9.5 PRF | TUYAU REDUCTION D 20-9.5 PRF | TUBO RIDUCC. D 20-9,5 PRF | PZ | 11
97340192 |  | TUBO SCARICO CONDENSA | KONDENSWASSERABLAUFSCHLAUCH | CONDENSAT.EXHAUST PIPE | TUYAU VIDANGE CONDENSAT | TUBO DESCARGA CONDENSACIÓN | PZ | 12
97340193 |  | TUBO SCARICO PREF. | ABLASSSCHLAUCH VORGEF. | DRAYNAGE TUBE | TUYAU ÉVACUATION PRÉF. | TUBO DESAGÜE PREF. | PZ | 16
97340194 |  | TUBO SILIC. 5X9 | SILIKONSCHLAUCH 5X9 | 5X9 SILIC.TRANSP.TUBE | TUYAU SILIC. 5X9 | TUBO SILIC. 5X9 | PZ | 44.5
97340195 |  | TUBO VALVOLA DRYER+SONDA | SCHLAUCH VENTIL DRYER+SONDE | DRYER VALVE TUBE+PROBE | TUYAU VANNE DRYER+SONDE | TUBO VÁLVULA DRYER+SONDA | PZ | 40.5
97340197 |  | TUBO RACC.FILTRO L=320 | FILTERSAMMELROHR L=320 | L=320 FILTER CONNECTION TUBE | TUYAU CON.FILTRES L=320 | TUBO CON.FILTROS L=320 | PZ | 36
97340198 |  | TUBO SIFONE/AIR-BREAK | SIPHON-/ AIR-BREAK-SCHLAUCH | SIPHON TUBE / AIR BREAK | TUYAU SIFON/AIR BREAK | TUBO SIFON/AIR BREAK | PZ | 20
97340201 |  | CURVA TUBO SCARICO | GEBOGENES AUSPUFFROHR | DRAIN TUBE CURVE | COURBE TUYAU REJET | CURVA TUBO DRENAJE | PZ | 5.3
97340202 |  | TUBO SILICONE CALZATO D=10X15 | SILIKONSCH. UMFL. D=10X15 | SILICONE TUBE | TUYAU SILICONE TRESSÉ D=10X15 | TUBO SILICONA C/FUNDA D=10X15 | MT | 13
97340203 |  | TUBO TRIFLEX FLY C D=5,5X8 | ROHR TRIFLEX FLY C D = 5.5X8 | TUBE TRIFLEX FLY C D = 5.5X8 | TUYAU TRIFLEX FLY C D=5,5X8 | TUBO TRIFLEX FLY C D = 5.5X8 | MT | 4
97340204 |  | TUBO PVC D7X10 GRIGIO LUCIDO | PVC-SCHLAUCH D7X10 GLÄNZ. GRAU | PVC D7X10 GREY GLOSSY PIPE | TUYAU PVC D7X10 GRIS POLI | TUBO PVC D7X10 GRIS BRILLANTE | MT | 1
97340205 |  | TUBO FLESSIBILE D=2,4 D=4 | FLEXIBEL SCHLAUCH D=2,4 D=4 | FLEXIBLE TUBE D=2,4 D=4 | TUYAU FLEXIBLE D=2,4 D=4 | TUBO FLEXIBLE D=2,4 D=4 | MT | 6.6
97340206 |  | IMP.IDROPN. DORSALE ALLACC-IDR | HYD.PN. ANL. RÜCK.T. ANS.-WAS. | GR. HYDROCONN BACK HYDROPN | ENS.HYDROPN. DORS. CONEX.HYDR | JUNTO HIDROPN.DOR.CON.HIDRO | PZ | 50.5
97340207 |  | IMP.IDROPN. DORSALE IDR-TAV.ME | HYD.PN. ANL. RÜCK. WAS.-I.TR. | GR. DOC TAB HYDROBACK HYDROPN | ENS.HYDROPN.DORS. HYDR-TAB.PRA | JUNTO.HIDROPN.DORS.HIDR-BAN.ME | PZ | 37
97340209 |  | TUBO IMBUTO CEST. SUPERIORE | TRICHTERROHR OB. KORB | TUBE FUNNEL UPPER TROLLEY | TUYAU EMBOUT PANIER SUP. | TUBO EMBUDO BANDEJA SUPERIOR | PZ | 12.5
97340210 |  | TUBO DI SCARICO | AUSPUFFROHR | DRAINPIPE | TUYAU DE VIDANGE | TUBO DE DESCARGUE | PZ | 16
97340212 |  | TUBO PESCANTE | SAUGENROHR | SUCTION TUBE | TUYAU PLONGEANT | TUBERIA SUCCION | PZ | 30
97340213 |  | TUBO DI COLLEGAMENTO | VERBINDUNGSROHR | CONNECTION TUBE | TUYAU DE CONNEXION | TUBO DE CONNEXION | PZ | 7.9
97340215 |  | TUBO SCARICO COMP. | COMPL. AUSPUFFROHR | COMPLETE DRAIN PIPE | TUYAU VIDANGE COMPL. | TUBO DE DESCARGUE COMP. | PZ | 13.5
97340216 |  | TUBO ALIM.SUP.GOMMA | HÖH.GUMMI ERNÄH.ROHR | RUBBER -UPPER POWER SUP. TUBE | TUYAU ALIMENT.SUP.GOMME | TUBO ALIM. SUPERIOR GOMA | PZ | 44.5
97340217 |  | TUBO SCARICO COND. | AUSPUFF ROHR KOND. | DRAIN TUBE COND. | TUYAU VIDANGE CONDENS. | TUBO DESCARGUE CONDEN. | PZ | 35.5
97340218 |  | TUBETTO PRESSOSTATO | ROHR DRUCKSCHALTER | PRESSURE SENSOR - HOSE | TUYAU PRESSOSTAT | INTERRUPTOR DE PRESION | PZ | 4.4
97340220 |  | TUBO VENTOLA POLIPROP. | ROHR POLYPROPYLENLÜFTERRAD | POLYPROP. FAN TUBE | TUYAU VENTILAT.POLYPROPYL. | TUBO VENTILADOR PROLIP. | PZ | 5.1
97340222 | #5 | TUBO D=4X2,7 PTFE CALIBRATO | KALIBR. PTFE-SCHLAUCH D=4X2,7 | CALIBRATED TUBE D=4X2,7 PTFE | TUYAU D=4X2,7 PFTE CALIBR. | TUBO D=4X2,7 PFTE CALIBR. | MT | 7.5
97340224 | #2 | TUBO SILICONE 10X20 TRECCIATO | SILIKONSCHLAUCH 10X20 VERDRILL | BRAIDED 10X20 SILICON TUBE | TUYAU SILICONE 10X20 TRESSE | TUBO SILICONA 10X20 TRENZADO | MT | 15.5
97340226 |  | GR IMP IDROPN ALLACC - TAV MED | GR. HYD.PN. AN. ANSCHL.-INS.T. | DOC MOD-CONNECT HYDROPN IMP GR | GR.IMP. HYDROPN. BRACH.TAB.PRA | GR.IMP.HIDRON.CONEX.BAN.MED. | PZ | 41
97340230 |  | TUBO LAVAMANIPOLI | SCHLAUCH HANDSTÜCKWÄSCHE | HANDPIECE WASHER TUBE | TUYAU DISP. LAV. PIÈCES À MAIN | TUBO LAVA PIEZAS DE MANO | PZ | 142
97340231 |  | IMP.IDROPN. DORSALE ALLACC-IDR | HYD.PN. ANL. RÜCK.T. ANS.-WAS. | HYDRO CONNECT BACK HYDROPN SYS | IMP.HYDROPN.DORSAL BRACH.HIDR. | IMP.HIDROPN.DORS.CONEX.HIDR | PZ | 33
97340232 | #5 | TUBO POLIURETANO 6X8 GRIGIO | POLYURETHAN-SCHLAUCH 6X8 GRAU | POLYURETHAN 6X8 GREY TUBE | TUYAU POLYURETHANE 6X8 GRIS | TUBO POLIURETANO 6X8 GRIS | MT | 1.9
97340233 | #2 | TUBO SILICONE 2X4 NEUTRO | SILIKONSCHLAUCH 2X4 NEUTRAL | NEUTRAL 2X4 SILICONE HOSE | TUYAU SILICONE 2X4 NEUTRE | TUBO SILICONA 2X4 NEUTRO | MT | 1.3
97340234 |  | GR IMP IDROPN ALLACC - TAV MED | GR. HYD.PN. ANL. ANSCHL.-INS.T | DOCT MOD CONNECT HYDROPN UNIT | GR.IMP. HYDROPN. BRACH.TAB.PRA | GR.IMP.HIDRON.CONEX.BAN.MED. | PZ | 58
97340238 |  | TUBO 2X4 PEMD MEDIFLY COL. BLU | SCHLAUCH 2X4 PEMD MEDIFLY BLAU | PEMD MEDIFLY 2X4 TUBE COL.BLUE | TUYAU 2X4 PEMD MEDIFLY BLEU | TUBO 2X4 PEMD MEDIFLY AZUL | MT | 1
97340239 |  | TUBO 1.6X3.2 TRIFLEX FLY C | SCHLAUCH 1.6X3.2 TRIFLEX FLY C | TRIFLEX FLY C 1.6X3.2 TUBE | TUYAU 1.6X3.2 TRIFLEX FLY C | TUBO 1.6X3.2 TRIFLEX FLY C | MT | 2.4
97340241 |  | TUBO CARICO ACQUASTOP FREDDA | ABLASSSCHLAUCH ACQUASTOP KALT | COLD ACQUASTOP FILLING TUBE | TUYAU CHARGE AQUASTOP FROIDE | TUBO DESC. AGUA BLOQUEO FRIA | PZ | 38.5
97340242 |  | TUBO CARICO ACQUASTOP DEMI | FÜLLSCHL. ACQUASTOP DEMI | DEMIN ACQUASTOP FILLING TUBE | TUYAU CHARGE AQUASTOP DEMI | TUBO DESC. BLOQUEO AGUA DEMI | PZ | 38.5
97340247 |  | TUBO ESTENSIBILE 90/300 | TUBO ESTENSIBILE 90/300 | TUBO ESTENSIBILE 90/300 | TUBO ESTENSIBILE 90/300 | TUBO ESTENSIBILE 90/300 | PZ | 18
97340248 |  | GR IMPIANTO IDROPNEUMATICO | GR. HYDROPNEUMATISCHE ANLAGE | GR IMPIANTO IDROPNEUMATICO | GR. SISTEME HYDROPNEUMATIQUE | GR. SISTEMA HIDRONEUMATICO | PZ | 31
97340900 | #5 | TUBO PVC D=12X17 TRASPARENTE | PLASTIKSCHLAUCH 10X17 | PLASTIC TUBE 10X17 | TUYAU EN PLASTIQUE 10X10 | TUBO PVC D=12X17 TRANSPARENTE | MT | 3.3
97341400 |  | TUBO BENZORESIVITE D=5X9 | SCHLAUCH 5X9 GR?N | GREEN TUBE 5X9 | TUYAU 5X9 VERT | TUBO BENZORESIVITE D=5X9 | MT | 3.4
97344000 |  | TUBO RILSAN 8x6 BLEU | SCHLAUCH RILSAN BLEU 8X6 | BLEU RILSAN TUBE 8X6 | TUYAU RILSAN BLEU 8X6 | TUBO RILSAN 8X6 AZUL | MT | 3.3
97344400 | #5 | TUBO PVC D=9X12 TRASPE 82SH | PASTIKSCHLAUCH 9X12 | PLASTIC TUBE 9X12 | TUYAU PVC D=9X12 TRANSPARENT | TUBO PVC D=9X12 TRANSPARENTE | MT | 1.5
97344700 |  | TUBO PLASTICA TRASP D=6X9 | PLASTIKSCHLAUCH TRANSP 6X9 | TRASP PLASTIC TUBE 6X9 | TUYAU EN PAST.TRANSP.6X9 | TUBO PLÁSTICO TRANSP D=6X9 | MT | 2.7
97347200 |  | TUBO D=32 INT ART 8556 SP | SCHLAUCH INNEN D=32 BELLI | BELLI TUBE ID=32 | TUYAU D=32 INTERNE BELLI | TUBO D=32 INT ART 8556 SP | MT | 44.5
97348400 | #5 | TUBO POLIURETANO 3X5 BIANCO | RAUCLAIR-SCHL DN 3X5 TRANSP | TRANSP. RAUCLAIR DN 3X5 HOSE | TUYAU RAUCLAIR DN 3X5 TRANSP. | TUBO POLIURETANO 3X5 BLANCO | MT | 1.6
97350000 | #5 | TUBO POLIURETANO 5.5X8 BLU | BLAU POLYURETHANSCHLAUCH 6X8 | POLIURETH.BLUE TUBE 6X8 | TUYAU POLYURETANE 5.5X8 BLEU | TUBO POLIURETANO 5.5X8 AZUL | MT | 3.6
97350200 |  | FASCETTA SERRAGGIO 12-22 H9 | SCHELLE SERFLEX 9-16 | SERFLEX CLAMP 9-16 | COLLIER SERFLEX 9-16 | BRIDA APRIETE 12-22 H9 | PZ | 1.8
97350700 |  | FASCETTA A MOLLA TUBO D=5,5 | FEDERSCHELLEN SCHLAUCH D=5,5 | SPRING TIE TUBE D=5,5 | COLLIER À RESSORT TUYAU D=5,5 | BANDA MUELLA TUBO D=5,5 | PZ | 1.6
97352600 |  | BLOCCACAVO NERO DMAX=8MM | SCHWARZ SCHLAUCHFERTIG D8MM | BLACK CABLE BLOCK DMAX=8MM | BLOQUE-CABLE NOIR DMAX=8MM | BLOCAJE CABLE NEGRO D8MM | PZ | 1.6
97352700 |  | FASCETTA A VITE 24-36 | 24-36 SCHRAUBBAND | 24-36 SCREW CLAMP | COLLIER A VIS 24-36 | BRIDA A TORNILLO 24-36 | PZ | 4.8
97352800 |  | FASCETTA ART.18164 | SCHELLE ART.18164 | ART. 18164 TIE | COLLIER ART.18164 | BRIDA ART.18164 | PZ | 1
97352900 |  | FASCETTA D27/28 950 | D27/28 950 BAND | D27/28 950 CLAMP | COLLIER D27/28 950 | BRIDA D27/28 950 | PZ | 1.5
97353000 |  | FASCETTA STRINGITUBO ART.1032 | ART.1032 BANDSCHLUESSEL | ART. 1032 HOSE CLAMP | COLLIER SERRETUYAU ART.1032 | BRIDA APRIETATUBO ART.1032 | PZ | 1.6
97353200 | #5 | FERMACAVO D18-22 DISP APERTURA | KABELHALTER D18-22 ÖFFN.VOR. | OPEN DEVICE D18-22 CAB CLAMP | PRESSE ETOUPE D18-22 D.OUVERT | ALIVIO TENS. D18-22 D.APERTURA | PZ | 1.7
97353300 |  | FASCETTA VITE D.25-40 INOX | SCHR.SCHELLE D.25-40 INOX | D.25-40 INOX SCREW CLAMP | COLLIER VIS D.25-40 INOX | BRIDA TORNILLO D.25-40 INOX | PZ | 3.8
97360005 |  | OR 2,25X9 NBR /70 (WRC) | O-RING 2,20X9 FPM 70 | OR 2.20X9 FPM 70 | JOINT TORIQUE 2,20X9 FPM 70 | OR 2,20X9 FPM 70 | PZ | 1.9
97360009 |  | OR 1,78X8,73 PF0829/VF | O-RING 1,78X8,73 PF0829/VF | OR 1.78X8.73 PF0829/VF | JOINT TOR. 1,78X8,73 PF0829/VF | OR 1,78X8,73 PF0829/VF | PZ | 1
97360011 |  | OR 2,62X158 FPM GENERATORE | O-RING 2,62X158,42 FPM | OR 2.62X158.42 | JOINT TOR. 2,62X158,42 FPM | OR 2,62X158,42 FPM | PZ | 13.5
97360012 |  | OR 9.25X1.78 | O-RING 9.25X1.78 | OR 9.25X1.78 | JOINT TORIQUE 9.25X1.78 | OR 9.25X1.78 | PZ | 2.6
97360013 |  | OR 1,78X11,11 VITON 75 SHA | O-RING 1,78X11,11 | OR 1.78X11.11 | JOINT TORIQUE 1,78X11,11 | OR 1,78X11,11 | PZ | 1
97360019 |  | OR 57,15X3,53 NBR 70SH | OR BESCHICKUNG VON OBEN | OR 57,15X3,53 NBR 70SH | JOINT TOR. CHARGE DU HAUT | OR CARGA DESDE ARRIBA | PZ | 1
97360031 |  | ANELLO OR D15.08X2.62 SIL. | RING ODER DI44.17 DF 1.78 | ORING D15.08X2.62 SIL. | BAGUE D15.08X2.62 SIL. | ANILLO OR D15.08X2,62 SIL. | PZ | 4.6
97360032 |  | ANELLO OR MOTORE DRYER | TROCKNERMOTORRING | DRYER MOTOR RING | ANNEAU MOTEUR DE SECHEUR | ANILLO ARAND. MOTOR DRYER | PZ | 12
97360033 |  | ANELLO OR RACC.DRYER/VASCA | OR RING - DRYER / TANK SAMM. | RING OR - DRYER/TANK FITTING | BAGUE OR RACC.DRYER/BASSIN | ANILLO OR RACC.DRYER/TINA | PZ | 1.6
97360034 |  | ANELLO OR D12.42 DF1.78 | O-RING D12.42 DF1.78 | D12.42 DF1.78 OR RING | ANNEAU OR D12.42 DF1.78 | ANILLO OR D12.42 DF1.78 | PZ | 4.2
97360035 |  | ANELLO OR DI44,17 DF 1,78 | O-RING DI44,17 DF 1,78 | DI44,17 DF 1,78 OR RING | ANNEAU OR DI44,17 DF 1,78 | ANILLO OR DI44,17 DF 1,78 | PZ | 2.9
97360038 |  | OR 1,78X28,30 EPDM 70SH NERO | OR 1,78X28,30 EPDM 70SH SCHW. | OR 1.78X28.30 EPDM 70SH BLACK | OR 1.78X28.30 EPDM 70SH NOIR | OR 1,78X28,30 EPDM 70SH NEGRO | PZ | 1
97360044 |  | O-RING 6150 | O-RING 6150 | O-RING 6150 | O-RING 6150 | O-RING 6150 | PZ | 3.4
97360045 |  | OR 3,53X52,39 NBR 70SH | OR 3,53X52,39 NBR 70SH | OR 3,53X52,39 NBR 70SH | OR 3,53X52,39 NBR 70SH | OR 3,53X52,39 NBR 70SH | PZ | 1
97360057 |  | OR D2,62 D20,24 NBR 70SH | OR D2,62 D20,24 NBR 70SH | OR D2,62 D20,24 NBR 70SH | OR D2,62 D20,24 NBR 70SH | OR D2,62 D20,24 NBR 70SH | PZ | 1
97360058 |  | OR D5,34 D47 NBR 70SH | OR D5,34 D47 NBR 70SH | OR D5,34 D47 NBR 70SH | OR D5,34 D47 NBR 70SH | OR D5,34 D47 NBR 70SH | PZ | 1.1
97360059 |  | OR D2,62 D23,47 NBR 70SH | OR D2,62 D23,47 NBR 70SH | OR D2,62 D23,47 NBR 70SH | OR D2,62 D23,47 NBR 72SH | OR D2,62 D23,47 NBR 72SH | PZ | 1
97360060 |  | OR 2.5X9.8 FKM VERDE 60SH | OR 2.5X9.8 FKM GRUEN 60SH | OR 2.5X9.8 FKM GREEN 60SH | OR 2.5X9.8 FKM VERT 60SH | OR 2.5X9.8 FKM VERDE 60SH | PZ | 1
97360062 |  | OR 42X2 NBR | OR 42X2 NBR | OR 42X2 NBR | OR 42X2 NBR | OR 42X2 NBR | PZ | 1.6
97360400 |  | OR 1,78X2,57 TIMO 70 | O-RING 1,78X2,57 TIMO 70 | O-RING 1.78X2.57 TIMO 70 | JOINT OR 1,78X2.57 TIMO 70 | OR 1,78X2,57 TIMO 70 | PZ | 1
97360500 |  | OR 1,78X2,90 NBR 70 | O-RING 1,78X2,90 NBR 70 | O-RING 1.78X2.90 NBR 70 | JOINT OR 1,78X2,90 NBR 70 2012 | OR 1,78X2,90 NBR 70 | PZ | 1.5
97360600 | #10 | OR 1,78X3,68 NBR 70 | O-RING 2015 | O RING 2015 | JOINT OR 1,78X3,68 NBR 70 | OR 1,78 X 3,68 NBR 70 | PZ | 0.8
97360800 |  | OR 1,78x4,47 NBR 70 | O-RING 2018 | O RING 2018 | JOINT OR 1,78X4,47 NBR 70 | O ANILLO 2018 | PZ | 1.3
97360900 |  | OR 1,78x5,28 NBR 70 | O-RING 1,78X5,28 NBR 70 | O-RING 1.78X5.28 NBR 70 | JOINT OR 1,78X5,28 NBR 70 | OR 1,78X5,28 NBR 70 | PZ | 1
97361100 |  | OR 1,78X6,07 EPDM 70 | O-RING 1,78X6,07 EPDM 70 | O-RING 1.78X6.07 EPDM 70 | JOINT OR 1,78X6,07 EPDM 70 | OR 1,78X6,07 EPDM 70 | PZ | 1
97361200 |  | OR 1,78X6,75 NBR 70 | O-RING 106 | O RING 106 | JOINT TORIQUE 106 | O ANILLO 106 | PZ | 1
97361300 |  | OR 1,78x7,65 NBR 70 | O-RING 1,78X7,65 NBR 70 | O-RING 1.78X7.65 NBR 70 | JOINT OR 1,78X7,65 NBR 70 | OR 1,78X7,65 NBR 70 | PZ | 1
97361600 |  | OR 1,78X9,25 NBR 70 | O-RING 1,78X9,25 NBR 70 | O-RING 1,78X9,25 NBR 70 | O-RING 1,78X9,25 NBR 70 | O-RING 1,78X9,25 NBR 70 | PZ | 1
97362000 | #10 | OR 2,62X12,37 FPM 75 | O-RING 2,62X12,37 FPM 75 | O RING 2,62X12,37 FPM 75 | JOINT OR 2,62X12,37 FPM 75 | O-RING 2,62X12,37 FPM 75 | PZ | 0.8
97362200 |  | OR 1,78X12,42 NBR 70 | O-RING 2050 | O RING 2050 | JOINT TORIQUE 2050 | O ANILLO 2050 | PZ | 1
97363000 |  | OR 1,78X17,17 NBR 70 | O-RING 2068 | O RING 2068 | JOINT TORIQUE 2068 | O ANILLO 2068 | PZ | 1
97363400 |  | OR 1,78X18,77 NBR 70 | O-RING 2075 | O RING 2075 | JOINT TORIQUE 2075 | O ANILLO 2075 | PZ | 1
97363500 |  | OR 3,53X20,22 NBR 70 | O-RING 4081 | O RING 4081 | JOINT TORIQUE 4081 | O ANILLO 4081 | PZ | 2.1
97363600 |  | OR 2,62X20,29 EPDM 70 | O-RING 3081 | O RING 3081 | JOINT OR 2,62X20,29 EPDM 70 | O ANILLO 3081 | PZ | 1.6
97363900 | #5 | OR 1,78X21,95 NBR 70 | O-RING 2087 | O RING 2087 | JOINT TORIQUE 2087 | O ANILLO 2087 | PZ | 0.8
97364200 |  | OR 2,62x23,47 NBR 70 | O-RING 2,62X23,47 NBR 70 | O-RING 2.62X23.47 NBR 70 | JOINT OR 2,62X23,47 NBR 70 | OR 2,62X23,47 NBR 70 | PZ | 1.3
97364400 |  | OR 2,62X31,42 NBR 70 | O-RING 3125 | O RING 3125 | JOINT TORIQUE 3125 | O ANILLO 3125 | PZ | 1.3
97364700 |  | OR 2,62X37,77 NBR 70 | O-RING 3150 | O RING 3150 | JOINT TORIQUE 3150 | O ANILLO 3150 | PZ | 1
97366100 | #5 | OR 1,78X29,87 EPDM 70 | OR 1,78X29,87 | OR 1,78X29,87 | JOINT OR 1,78X29,87 EPDM 70 | OR 1,78X29,87 | PZ | 0.8
97366500 |  | OR 2,62X26,64 NBR 70 | O-RING 3106 | O RING 3106 | JOINT TORIQUE 3106 | O ANILLO 3106 | PZ | 1.4
97366600 |  | OR 3,53X31,34 NBR 70 | ABSCHLUSS OR 4125 3,53X31,34 | O RING 4125 NBR 70 3,53X31,34 | JOINT TORIQUE 4125 3,53X31,34 | RACOR OR 4125 NBR 70 3,53X31,3 | PZ | 1.2
97366700 |  | OR 1,78X25,12 NBR 70 | O-RING 2100 | O RING 2100 | JOINT TORIQUE 2100 | O ANILLO 2100 | PZ | 1.2
97366800 |  | OR 1,78x31,47 NBR 70 | O-RING 2125 | O RING 2125 | JOINT TORIQUE 2125 | O ANILLO 2125 | PZ | 1
97366900 |  | OR 3,53X85,32 NBR 70 | O-RING 4337 | O RING 4337 | JOINT TORIQUE 4337 | O ANILLO 4337 | PZ | 2.8
97367700 |  | OR 2,62X9,93 FPM 75 | OR 2,62X9,93 FPM 75 | OR 2,62X9,93 FPM 75 | JOINT TOR 2,62X9,93 FPM 75 | OR 2,62X9,93 FPM 75 | PZ | 4.3
97370800 |  | OR 2,62X5,23 NBR 70 | OR-RING 2,62X5,23 NBR 70 VIOLE | OR 2,62X5,23 NBR 70 VIOLET | JOINT TORIQUE 2,62X5,23 NBR 70 | OR 2,62X5,23 NBR 70 VIOLET | PZ | 1
97371800 |  | OR 3,53x151,99 NBR 70 | OR 3,53x151,99 NBR 70 | OR 3,53x151,99 NBR 70 | OR 3,53X151,99 NBR 70 | OR 3,53X151,99 NBR 70 | PZ | 8
97371900 |  | OR 2,62X39,34 NBR 70 | $)_OR 2,62X39,34 NBR 70 | OR 3156 | JOINT OR 2,62X39,34 NBR 70 | OR 2,6 X 39,34 NBR 70 | PZ | 2.4
97372000 |  | OR 2,62X50,47 NBR 70 | OR 2,62X50,47 NBR 70 | 2.62X50.47 NBR 70 OR | JOINT TOR. 2,62X50,47 NBR 70 | OR 2,62X50,47 NBR 70 | PZ | 1
97372100 |  | OR 1X2,5 NBR 70 | O-RING 9-103 PARKER | O-RING 9-103 PARKER | O-RING NBR 70 9-103 PARKER | O-RING 9-103 PARKER | PZ | 1
97372400 |  | OR 1,78x72,75 NBR 70 | OR 1,78X72,75 NBR 70 | OR 1,78X72,75 NBR 70 | OR 1,78X72,75 NBR 70 | OR 1,78X72,75 NBR 70 | PZ | 1
97372500 |  | OR 2,62X34,59 NBR 70 | OR 2,62X34,59 NBR 70 | O-RING | JOINT OR 2,62X34,59 NBR 70 | OR 2,62X34,59 NBR 70 | PZ | 1
97372600 |  | OR 2,62X42,52 EPDM 70 | O-RING 2,62X42,52 EPDM 70 | O-RING 2.62X42.52 EPDM 70 | JOINT OR 2,62X42,52 EPDM 70 | OR 2,62X42,52 EPDM 70 | PZ | 3.3
97372900 |  | OR 1,78X7,65 EPDM 80 | OR 1,78X7,65 EPDM 80 | OR 1,78X7,65 EPDM 80 | OR 1,78X7,65 EPDM 80 | OR 1,78X7,65 EPDM 80 | PZ | 2
97373000 |  | OR 1,78X17,17 EPDM 80VIOL | OR 1,78X17,17 | OR 1,78X17,17 | OR 1,78X17,17 | OR 1,78X17,17 | PZ | 2.1
97373100 |  | OR 2,62X40,94 EPDM 70SH | OR 2,62X40,94 EPDM 80VIOL | OR 2,62X40,94 EPDM 80VIOL | OR 2,62X40,94 EPDM 80VIOL | OR 2,62X40,94 EPDM 80VIOL | PZ | 3.2
97373200 |  | OR 1,78X4,47 EPDM 70 NERO | OR 1,78X4,47 EPDM 70 SCHWARZ | O-RING | JOINT OR 1,78X4,47 EPDM 70 | OR 1,78X4,47 EPDM 70 | PZ | 1
97373300 |  | OR 2,62X9,19 EPDM 70 | OR 2,62X9,19 FIX.GRIFFE | FIX.HANDLE OR 2,62X9,19 | OR 2,62X9,19 FIX. POIGNEE EPDM | OR 2,62X9,19 EPDM 70 | PZ | 1
97373600 |  | OR 1X12 EPDM 70 | O-RING | O-RING | JOINT TORIQUE | O-RING | PZ | 1.2
97373800 |  | OR 1,78X15,60 EPDM 80 | OR 1,78X15,60 EPDM 80 | OR 1,78X15,60 EPDM 80 | JOINT TOR 1,78X15,60 EPDM 80 | OR 1,78X15,60 EPDM 80 | PZ | 4
97374000 |  | OR 1,78X9,25 EPDM 70 | ABSCHLUSS OR 1,78X9,25 EPDM 70 | O RING 1,78X9,25 EPDM 70 | JOINT TORIQUE 1,78X9,25 EPDM70 | RACOR OR 1,78X9,25 EPDM 70 | PZ | 2.2
97374400 |  | OR 3,53X58,74 NBR 70 | OR 3,53X58,74 NBR 70 | OR 3.53X58.74 NBR 70 | JOINT T. 3,53X58,74 NBR 70 | OR 3,53X58,74 NBR 70 | PZ | 1
97374500 | #10 | OR 1,2X5 EPDM 70 SH NERO | OR 1,2X5 EPDM 80 VIOLETT | OR 1,2X5 EPDM 80 VIOLET | OR 1,2X5 EPDM 70 SH NOIR | OR 1,2X5 EPDM 80 NEGRO | PZ | 0.8
97374800 |  | OR MANIPOLO ABLATORE EMS | EMS ZEG HANDSTUECK OR | EMS SCALER HANDPIECE OR | OR PIECE A MAIN DETART.EMS | OR PIEZA DE MANO ULTRASONIDO | PZ | 6.2
97375100 |  | OR COPERCHIO SEPARAT. CATTANI | OR DECKEL CATTANI SEPARATOR | CATTANI SEPAR COVER OR | OR COUVERCLE SEPARAT. CATTANI | OR TAPA SEPARADOR CATTANI | PZ | 1.5
97375400 |  | OR 5,33X104,14 NBR 70 | OR 5,33X104,14 NBR 70 | OR 5,33X104,14 NBR 70 | OR 5,33X104,14 NBR 70 | OR 5,33X104,14 NBR 70 | PZ | 1
97375500 |  | OR 5,33X151,77 NBR 70 | OR 5,33X151,77 NBR 70 | OR 5,33X151,77 NBR 70 | OR 5,33X151,77 NBR 70 | OR 5,33X151,77 NBR 70 | PZ | 12
97375800 | #5 | OR 1,78X37,82 EPDM 70SH NERO | OR 1,78X37,82 EPDM 70SH SCHWAR | OR 1,78X37,82 EPDM70SH BLACK | OR 1,78X37,82 EPDM 70SH NOIR | OR 1,78X37,82 EPDM 70SH NEGRO | PZ | 1.7
97376000 |  | OR 3,53X132,9 NBR 70 | OR 3,53X132,9 NBR 70 | 3.53X132.9 NBR 70 OR | JOINT TOR. 3,53X132,9 NBR 70 | OR 3,53X132,9 NBR 70 | PZ | 4.7
97376100 |  | OR MANIPOLO ABLAT. I-PIEZON | OR ZEG HANDSTÜCK I-PIEZON | ORING SCALER HANDPIECE I-PIEZO | OR P.A.M. DETARTREUR I-PIEZON | OR PIEZA DE MANO ABLAT. PIEZON | PZ | 5
97377000 | #10 | OR 2X20 SILIC 70SH ROSSO | OR 2X20 SILIC 70SH ROT | RED ORING 2X20 SILIC 70SH | OR 2X20 SILIC 70SH ROUGE | OR 2X20 SILIC 70SH ROJO | PZ | 0.8
97377100 | #5 | OR 2X14 SILIC 70SH ROSSO | OR 2X14 SILIC 70SH ROT | RED OR 2X14 SILIC 70SH | OR 2X14 SILIC. 70SH ROUGE | OR 2X14 SILIC. 70SH ROJO | PZ | 0.8
97377200 | #5 | OR 2X34 SILIC 70SH ROSSO | OR 2X34 SILIC 70SH ROT | RED O-RING 2X34 SILIC. 70SH | OR 2X34 SILIC 70SH ROUGE | OR 2X34 SILIC 70SH ROJO | PZ | 0.8
97377600 |  | KIT OR PER ADATTATORE PRO-TIP | KIT OR ADAPTER PRO-TIP | KIT O-RING FOR ADAPTER PRO-TIP | KIT OR ADAPTATEUR PRO-TIP | KIT OR ADAPTADOR PRO-TIP | PZ | 7.6
97378400 |  | OR 32,99X2,62 FKM 75SH | O-RING 32,99X2,62 FKM 75SH | OR PARKER P/N 2-125 V0747 | JOINT TOR.PARKER P/N 2-125 V07 | OR 32,99X2,62 FKM 75SH | PZ | 2.8
97379000 |  | OR 2,62X45,69 EPDM 80 E540-80 | OR 2,62X45,69 EPDM 80 E540-80 | OR 2,62X45,69 EPDM 80 E540-80 | OR 2,62X45,69 EPDM 80 E540-80 | OR 2,62X45,69 EPDM 80 E540-80 | PZ | 4.3
97379200 |  | GUARNIZIONE PER LAVATR.3/4 | WASCHMASCH. DICHTUNG 3/4 | WASH MACHINE GASKET 3/4 | JOINT DE MACHINE A LAVER 3/4 | GUARNICION PARA LAVAD. 3/4 | PZ | 27
97379300 |  | OR 4,5 X 47 NBR 70SH | OR 4,5 X 47 NBR 70SH | OR 4,5 X 47 NBR 70SH | OR 4,5 X 47 NBR 70SH | OR 4,5 X 47 NBR 70SH | PZ | 4.1
97379500 |  | OR 1,78X15,60 EPDM 70SH NERO | OR 1,78X15,60 EPDM 70SH NER | OR 1,78X15,60 EPDM 70SH NER | OR 1,78X15,60 EPDM 70SH NER | OR 1,78X15,60 EPDM 70SH NER | PZ | 1
97379600 |  | OR 1,78X23,52 EPDM 70SH NER | OR 1,78X23,52 EPDM 70SH NER | OR 1,78X23,52 EPDM 70SH NER | OR 1,78X23,52 EPDM 70SH NER | OR 1,78X23,52 EPDM 70SH NER | PZ | 1
97379700 |  | OR 3,53X9,12 NBR 70SH NERO | OR 3,53X9,12 NBR 70SH SCHWARZ | OR 3,53X9,12 NBR 70SH BLACK | OR 3,53X9,12 NBR 70SH NOIR | OR 3,53X9,12 NBR 70SH NEGRO | PZ | 1
97379800 |  | OR 2,62X72,69 EPDM 70 | OR 2,62X72,69 EPDM 70 | OR 2,62X72,69 EPDM 70 | OR 2,62X72,69 EPDM 70 | OR 2,62X72,69 EPDM 70 | PZ | 3.6
97379900 |  | OR 66,40X1,78 EPDM 70SH NERO | SCHW. OR 66,40X1,78 EPDM 70SH | BLACK OR 66,40X1,78 EPDM 70SH | OR 66,40X1,78 EPDM 70SH NOIR | OR 66,40X1,78 EPDM 70SH NEGRO | PZ | 1.3
97386100 |  | GUARNIZ PISTONE D=40 | KOLBENDICHTUNG D=40 | PISTON GASKET D=40 | JOINT TORIQUE PISTON D=40 | JUNTA PISTÓN D=40 K59-040 | PZ | 5
97388500 |  | GUARNIZIONE 20X13,9X1,2 | DICHTUNG 20X13,9X1,2 | 20X13,9X1,2 GASKET | JIONT 20X13X1,2 | JUNTA 20X13X1,2 | PZ | 1.1
97400104 |  | GUARN GOMMA INTERNA Di=22 | DICHTUNG Di=22 De=40 | GASKET Dint=22 Dext=40 | JOINT CAOUTCH. DINT=22 DEXT=40 | GUARN. GOMA INTERNA DI=22 | PZ | 3.3
97400105 |  | GUARN GOMMA ESTERNA PER | DICHTUNG D=32 | GASKET D=32 | JOINT CAOUTCH. EXT D=32 | PIEZA GOMA DESAGUE | PZ | 2.5
97400108 |  | GUARN D=32X49 S=3 GOMMA | TANK DICHTUNG | TANK GASKET D=32X49 S=3 | JOINT CAOUTCH. D=32X49 S=3 | GOMA D=32X49 S=3 | PZ | 10.5
97400116 |  | GUARNIZIONE BACINELLA 50X72 | SPEISCHALE DICHTUNG 50X72 | CUSPIDOR BOWL GASKET 50X72 | JOINT CRACHOIR 50X72 60SH | GUARNICIO CUBITA 50X72 | PZ | 7.2
97400135 |  | MEMBRAN IN EPDM PER EVO10 | MEMBRAN AUS EPDM | EPDM DIAPHRAGM | MEMBRANE EN EPDM | MEMBRANA DE EPDM | PZ | 79
97400136 |  | MEMBRAN PER POMPA H-5/P-3 | MEMBRAN FÜR PUMPE | DIAPHRAGM FOR PUMP | MEMBRANE POUR POMPE | MEMBRANA PARA BOMBA | PZ | 81.5
97400140 |  | GUARNIZIONE | DICHTUNG | SEAL | GARNITURE | JUNTA | PZ | 17.5
97400144 | #5 | GUARNIZ A LABBRO CALDAIA | KESSEL DICHTUNG | BOILER LIP GASKET | JOINT DE LEVRE CHAUDIERE | JUNTO DE LABIO DE CALDERA | PZ | 38
97400145 | #5 | GUARNIZCALDAIA 40/HT-S | KESSEL DICHTUNG 40/HT-S | BOILER GASKET 40/HT-S | JOINT CHAUDIERE 40/HT-S | JUNTA CALDERA 40/HT-S | PZ | 39
97400177 |  | GUARNIZIONE DISPLAY | DICHTUNG DISPLAY | DISPLAY GASKET | JOINT ÉCRAN | JUNTA PANTALLA | PZ | 9.6
97400179 |  | GUARNIZIONE D30X20X3 EPDM | DICHTUNG D30X20X3 EPDM | D30X20X3 EPDM GASKET | GARNIT. D30X20X3 EPDM | FORRO D30X20X3 EPDM | PZ | 1.1
97400181 |  | PROTEZIONE SCHEDA SUPERIORE | OBERSTE KARTENSCHUTZ | TOP CARD PROTECTION | PROTECTION DE LA CARTE DU DESS | PROTECCIÓN SUPERIOR DE LA TARJ | PZ | 4.9
97400182 |  | PROTEZIONE SCHEDA INFERIORE | UNTERE KARTENSCHUTZ | LOWER BOARD PROTECT. | PROTECTION CARTE INFÉRIEURE | PROTECCIÓN INFERIOR DE LA TARJ | PZ | 4.9
97400183 |  | MEMBRANA EVO30 EPDM 50.104 | MEMBRANE EVO30 EPDM 50.104 | EVO30 EPDM MEMBRANE | MEMBRANE EVO30 EPDM 50.104 | MEMBRANA EVO30 EPDM 50.104 | PZ | 104
97400187 |  | GUARNIZIONE VASCA | WANNENDICHTUNG | TANK SEALING | JOINT BAC | JUNTA CÁMARA | PZ | 31
97400188 |  | GUARNIZIONE SERBATOIO | BEHÄLTERDICHTUNG | TANK SEALING | JOINT RÉSERVOIR | JUNTA DEPÓSITO | PZ | 19
97400189 |  | GUARNIZIONE VENTILATORE | GEBLÄSEDICHTUNG | BLOWER SEALING | JOINT VENTILATEUR | JUNTA VENTILADOR | PZ | 4.7
97400191 |  | GUARNIZ.NERA X GHIERA DECAL | SCHWARZE DICHT. F. NUTM. ENTK. | DESCALER RING BLACK SEALING | JOIN.NOIR POUR EMBOUT ADOUC | JUNTA NEGRA PARA VIROLA DESCAL | PZ | 2.8
97400195 |  | GUARN. STAMP. 74X53.4 M23 | DICHTUNG GEPRESST 74X53.4 M23 | 74X53.4 M23 PRINTER SEALING | JOIN. MOUL. 74X53.4 M23 | JUNTA MOLDEADA 74X53.4 M23 | PZ | 3.1
97400196 |  | GUARN.CONDOTTO UGELLO SUP. | DICHT. DÜSENLEITUNG OBEN | UPPER NOZZLE PIPE SEALING | JOIN.CONDUIT BUSE SUP. | JUNTA CONDUCTO BOQUILLA SUP. | PZ | 4.4
97400197 |  | GUARN.DRYER | DICHT. DRYER | DRYER SEALING | JOIN.DRYER | JUNTA DRYER | PZ | 26
97400198 |  | GUARN.LATO INF.VASCA | DICHT. UNTERSEITE WANNE | TANK LOWER SIDE SEALING | JOIN.CÔTÉ INF.BAC | JUNTA LADO INF.CÁMARA | PZ | 39
97400199 |  | GUARN.MOTORE DRYER | DICHT. MOTOR DRYER | DRYER MOTOR SEALING | JOIN.MOTEUR DRYER | JUNTA MOTOR DRYER | PZ | 19
97400200 |  | GUARN.POZZETTO | DICHT. SCHACHT | DRAIN SEALING | JOIN.REGARD | JUNTA POZO | PZ | 13.5
97400201 |  | GUARN.VASCA | WANNENDICHT. | TANK SEALING | JOIN.BAC | JUNTA CÁMARA | PZ | 31
97400202 |  | GUARNIZIONE AIR-BREAK | AIR-BREAK DICHTUNG | AIR-BREAK GASKET | JOINT AIR-BREAK | JUNTA AIR-BREAK | PZ | 2
97400203 |  | GUARNIZIONE TERMOSTATO | THERMOSTAT DICHTUNG | THERMOSTAT GASKET | JOINT THERMOSTAT | JUNTA TERMOSTATO | PZ | 2.5
97400204 |  | PROTEZ.GOCC.+DRYER | TROPFSCHUTZ+DRYER | DRIPPING PROTECTION + DRYER | PROTEC.GOUTTE +DRYER | PROTEC.GOTA +DRYER | PZ | 19
97400207 |  | PROTEZIONE FONDO 60 | BODENSCHUTZ 60 | 60 BASE PROTECTION | PROTECTION FOND 60 | PROTECCION FONDO 60 | PZ | 58.5
97400208 |  | PROTEZIONE SCHEDA | PLATINENSCHUTZ | BOARD PROTECTION | PROTECTION PLATINE | PROTECCION TARJETA | PZ | 6.7
97400209 |  | GUARN.1'' SENSORE POZZETTO | DICHT.1'' SCHACHTSENSOR | WELL SENSOR 1'' GASKET | JOINT 1'' CAPTEUR POUISARD | JUNTA 1'' CAPTADOR POCILLO | PZ | 3.8
97400210 |  | GUARN.ALIM.IRRORATORE SUP. | DICHT. VERSORG. SPRÜH. OBEN | UPPER SPRAYER CHARG SEALING | JOIN.ALIM.PULVÉRISATEUR SUP. | JUNTA ALIM.IRRIGADOR SUP. | PZ | 2
97400211 |  | GUARN.POMPA LAVAGGIO | DICHT. SPÜLPUMPE | WASHING PUMP GASKET | ETAINCH. POMPE LAVAGE | JUNTA BOMBA LAVADO | PZ | 3.9
97400212 |  | GUARN.ROTANTE POMPA LAV. | DICHT. DREH. SPÜLPUMPE | WASH. PUMP ROTATING SEALING | JOIN.ROTATIF POMPE LAV. | JUNTA GIRATORIA BOMBA LAV. | PZ | 28.5
97400213 |  | GUARN.STAMP.DRYER | DICHT. GEPRESST DRYER | DRYER PRINTER GASKET | JOINT IMP.DRYER | JUNTA IMP. DRYER | PZ | 13.5
97400214 |  | GUARN.STAMP.VALVOLA DRYER | DICHT. GEPRESST VENTIL DRYER | DRYER VALVE PRINTER GASKET | JOINT IMP. VANNE DRYER | JUNTA IMP. VALVULA DRYER | PZ | 29
97400215 |  | GUARN.TRAPPOLA ARIA | LUFTFALLE DICHTUNG | AIR TRAP SEAL | JOINT TRAPPE AIR | JUNTA TRAMPA DE AIRE | PZ | 33
97400219 |  | GUARNIZIONE 3/4 GOMMA NERA | DICHTUNG 3/4 SCHWARZER GUMMI | BLACK RUBBER GASLET 3/4 | JOINT 3/4 GOMME NOIRE | GUARNICION 3/4 GOMA NEGRA | PZ | 29
97400221 |  | GUARNIZIONE PANNELLO FRONTALE | FRONTPLATTENDICHTUNG | FRONT PANEL GASKET | JOINT PANNEAU FRONTALE | GUARNICION PANEL FRONTAL | PZ | 5
97400222 |  | GUARNIZIONE VASCA GCI4733W-BR | WANNENDICHTUNG GCI4733W-BR | GCI4733W-BR TANK SEALING | JOINT BAC GCI4733W-BR | JUNTA CÁMARA GCI4733W-BR | PZ | 33.5
97400223 |  | GUARNIZIONE CONN. ALIMENTAZION | DICHTUNG VERBIND.ERNAEHRUNGS | GASKET - POWER SUPPLY CONN. | JOINT CONNECT.ALIMENTATION | JUNTA CON. ALIMENTACION | PZ | 4
97400226 |  | GUARN ANELLO DECALC-950 | RINGDICHTUNG ENTK.-950 | GASKET RING SOFTNER-950 | JOINT BAGUE ADOUCISS.-950 | EMPAQUE ANILLO DECALV-950 | PZ | 2.2
97400228 |  | GUARN.POZZETTO POMPA SCARICO | AUSPUFFPUMPE KORB DICHTUNG | DRAIN PUMP GASKET JUNCTION | JOINT PUITS POMPE VIDANGE | JUNTA CARLINGA POMPA DESCARGUE | PZ | 5.4
97400229 |  | GUARNIZIONE POMPA | PUMPE DICHTUNG | PUMP GASKET | JOINT POMPE | GUARNICION POMPA | PZ | 3.1
97400230 |  | ANGOLO GUAR.PORTA | TÜRDICHTUNGS-ECKE | ANGLE - DOOR GASKET | ANGLE JOINT PORTE | ANGULO JUNTA PUERTA | PZ | 1.4
97400231 |  | PROFILO GUARN. INF. VASCA | UNT.PROFIL TANKDICHTUNG | TANK LOWER GASKET PROFILE | PROFILE JOINT INF.BASSIN | PERFIL JUNTA INFER. TINA | PZ | 8
97400232 |  | ANELLO IN GOMMA PER BEAKER | GUMMIRING FÜR TANK | RUBBER RING FOR BEAKER | BAGUE EN CAOUTCH.POUR GOBELET | ANILLO DE GOMA PARA VASO | PZ | 4.9
97400237 |  | GUARN.STAMP.TAPPO | VERSCHL.DICHT. GEPRESST | CAP PRINTER GASKET | ETANCH. IMPR. BOUCHON | JUNTA IMPR. TAPA | PZ | 5.6
97400242 |  | GUARNIZIONE N12 ADESIVA | KLEBEDICHTUNG N12 | ADHESIVE N12 GASKET | JOINT N12 ADHESIF | JUNTA N12 ADHESIVA | MT | 1.4
97400246 |  | GUARNIZIONE RACCORDO LAVAMAN. | DICHTUNG ANSCHL. HANDST.WÖSCH. | HANDPIECE WASHER CONNECT SEAL | JOINT RACCORD DISP.LAV. P.À M. | JUNTA CONEX. LAVA PIEZA DE MAN | PZ | 21.5
97400247 |  | FLANGIA POZZETTO LS45 | SCHACHTFLANSCH LS45 | LS45 SUMP FACEPLATE | BRIDE PUIS. LS45 | BRIDA POCILLO LS45 | PZ | 8.6
97400248 |  | GUARNIZIONE POZ. LS45NEW | SCHACHTDICHTUNG LS45NEW | LS45NEW WELL SEAL | JOINT PUIS. LS45NEW | JUNTA POC. LS45NEW | PZ | 6.7
97400249 |  | GUARNIZIONE INFERIORE T45 | UNTERE DICHTUNG T45 | LOWER T45 SEAL | JOINT INFÉRIEUR T45 | JUNTA INFERIOR T45 | PZ | 50.5
97400250 |  | PROTEZIONE SCHEDA THALYA | SCHUTZ THALYA-PLATINE | THALYA BOARD PROTECTION | PROTEC. PLATINE THALYA | PROTEC. TARJETA THALYA | PZ | 3.4
97400252 |  | GUARNIZIONE PARASPRUZZI | SPRITZSCHUTZDICHTUNG | SPLASH GUARD SEAL | ETANCHEITE GARDE-BOUE | JUNTA GUARDABARROS | PZ | 6.4
97405300 |  | GUARN GOMMA TELATA | DICHTUNG | GASKET | JOINT CAOUTCHOUC TEL D=50X75 | JUNT GOMA TELA | PZ | 2.6
97420008 |  | TAPPO CIL D 2.5 BIANCO | VERSCHLUSS WEISS - D = 2,5 MM | WHITE PLUG - D=2,5 MM | BOUCHON BLANC - D = 2,5 MM | TAPÓN BLANCO - D=2,5 MM | PZ | 1
97420010 |  | PASSACAVO CIL D 11.5 S 8 | KABELDURCHF. ZYL D 11.5 S 8 | CYL FAIRLEAD D 11.5 S 8 | SERRE-CABLE CYL. D 11.5 S 8 | PASACABLES CIL D 11.5 S 8 | PZ | 1.1
97420018 |  | PASSACAVO CIL D 10 S 2 | KABELDURCHGANG | FAIRLEAD | GUIDE-CABLE | PASACABLES CIL D 10 S 2 | PZ | 1.1
97420022 |  | TAPPO CIL D 5.2 BIANCO | ZYLINDR. VERSCHL. D 5.2 WEISS | WHITE CAP CYL D 5.2 | BOUCHON CIL D5.2 BLANC | TAPA CIL D 5.2 BLANCO | PZ | 1
97420027 |  | TAPPO CIL D 4.7 | STOPFEN D=4, 17 WEISS NYLON | CAP D=4, 17 WHITE NYLON | BOUCHON D=4, 17 NYLON BLANC | TAPON D=4, 17 NYLON BLANCO | PZ | 1.1
97420028 |  | TAPPO CIL D 20,6 BIANCO | ZYLINDRISCH STOPFEN 17.4 | CYLINDRICAL PLUG 17.4 | BOUCHON CYLINDRIQUE 17.4 | TAPÓN CIL D 20,6 | PZ | 2.2
97420034 |  | PASSAC. D 7.6X12.7 S2,3 UL | KABELDURCHG D 7.6X12.7 S2,3 UL | FAIRLEAD D 7.6X12.7 S2,3 UL | SERRE-CABLE D 7.6X12.7 S2,3 UL | PASTECA D 7.6X12.7 S2,3 UL | PZ | 1.1
97420036 |  | TAPPO COPRIVITE M4-M5 | SCHRAUBENABDECKUNG M4-M5 | SCREW-COVER PLUG M4-M5 | BOUCHON COUVRE-VIS M4-M5 | TAPON CUBRETORNILLO M4-M5 | PZ | 1.2
97420041 |  | GHIERA PG9 GRIGIA | MUTTER PG9 GRIGIA | PG9 GRAY RING | EMBOUT PG9 GRIS | VIROLA PG9 GRIS | PZ | 1.4
97420043 |  | PASSACAVO KB 6-8-12-2 | KABELFÜHRUNG KB 6-8-12-2 | KB 6-8-12-2 CABLE GLAND | PASSE-FIL KB 6-8-12-2 | PASACABLES KB 6-8-12-2 | PZ | 1.1
97420069 |  | TAPPO D15 PROTEZ. DA PANNELLO | D15 PANEELSCHUTZDECKEL | PROTECT. FRM PANEL D15 PLUG | BOUCHON D15 PROTECT. PANNEAU | TAPÓN D15 PROTEC DE PANEL | PZ | 24.5
97420085 | #6 | PIEDINO COD-PAS 6 | FUSS 6 | FOOT | PIED COD-PAS 6 | PIE COD-PAS 6 | PZ | 1
97420126 |  | PIEDINO | FUSS | PRESSER | PIED | PIE | PZ | 1.1
97420133 |  | TAPPO1/4 | VERSCHL 1/4 PP0808W JOHN GUEST | 1/4 PP0808W JOHN GUEST PLUG | BOUCHON1/4 PP0808W JOHN GUEST | TAPÓN 1/4 PP0808W JOHN GUEST | PZ | 1.6
97420143 |  | TAPPO MANIFOLD | VERTEILERVERSCHLUSS | MANIFOLD PLUG | BOUCHON COLLECTEUR | TAPÓN COLECTOR | PZ | 1.8
97420147 |  | TAPPO CIL D7.9 H6,4 BIANCO | ZYL. VERSCHL. D7.9 H6,4 WEISS | D7.9 H6,4 WHITE CYL. CAP | BOUCHON CYL D7.9 H6,4 BLANC | TAPÓN CIL D7.9 H6,4 BLANCO | PZ | 1
97420155 |  | TAPPO SALE X DECALCIFICATOR | SALZVERSCHL. FÜR ENTKALKER | SALT CAP X SOFTENER | BOUCHON SEL POUR ADOUCISSEUR | TAPÓN SAL PARA DESCALCIFICADOR | PZ | 4
97420156 |  | TAPPO CENTRATURA | ZENTRIERSTOPFEN | CENTERING CAP | BOUCHON CENTRAGE | TAPÓN CENTRADO | PZ | 8.3
97420185 |  | PROTEZ.TERMINALI RESISTENZA | SCHUTZ. TEMIN. WIDERSTAND | RESISTOR TERMINALS PROTECTION | PROTECT.TERMINAUX RESIST. | PROTECC. TERMIN. RESISTENCIA | PZ | 9.6
97420186 |  | PROTEZ.TERMINALI RESISTENZA | SCHUTZ WIDERST:KONTAKTE | END FITTING HEATER PROTECTION | PROTECT.D’EXTRÉMITÉ RÉSISTANCE | PROTEC.TERMINALES RESISTENCIA | PZ | 20
97420187 |  | TAPPO DECALCIFICATORE LS45 | VERSCHL. ENTKALKER LS45 | DECALCIFIER LS45 CAP | BOUCHON ADOUCISSEUR LS45 | TAPÓN DESCALCIFICADOR LS45 | PZ | 4.4
97420188 |  | PIEDINO REGOLAZIONE | STELLFUSS | ADJUSTMENT FOOT | PIED RÉGLAGE | PIE AJUSTE | PZ | 1.2
97420189 |  | TAPPO COND. SONDE 3/8'' G | VERSCHL. KOND. SONDE 3/8'' G | 3/8'' G PROBE COND. CAP | BOUCHON COND.SONDE 3/8'' G | TAPA COND. SONDA 3/8'' G | PZ | 12.5
97420190 |  | TAPPO D6 FAST | VERSCHL. D6 FAST | D6 FAST CAP | BOUCHON D6 FAST | TAPA D6 FAST | PZ | 1.1
97420191 |  | TAPPO DX TRAV. MED. 60 | VERSCHL. RE INSTR.T. 60 | 60 DOCT. TABLE RIGHT CAP | BOUCHON DROIT TAB.PRAT.60 | TAPA DERECHO BAND.MED.60 | PZ | 16.5
97420194 |  | TAPPO SILIC. D12 | SILIKONVERSCHL. D12 | D12 SILICON CAP | BOUCHON SILIC.D12 | TAPA SILIC.D12 | PZ | 4.5
97420195 |  | TAPPO SX TRAVERSA | VERSCHL. LI QUERSTREBE | CROSSBAR LEFT CAP | BOUCHON GAUCHE TRAV. | TAPA IZQUIERDA TRAV. | PZ | 9.5
97420198 |  | PASSACAVO PG11 SKINTOP | KABELFÜHRUNG PG11 SKINTOP | SKINTOP PG11 CABLE ENTRY | PASSECABLE PG11 SKINTOP | PASACABLE PG11 SKINTOP | PZ | 8.3
97420199 |  | CLIPFIX 35 | CLIPFIX 35 | 35 CLIPFIX | CLIPFIX 35 | CLIPFIX 35 | PZ | 3.1
97420205 |  | PASSACAVO CONICO A TENUTA IP 6 | KONISCH.KABELDURCHGANG IP 6 | CONIC CABLE SEAL IP 6 | JOINT DE CABLE CONIQUE IP 6 | PASACABLE CONICO IP 6 | PZ | 1.9
97420207 |  | CLIP POMELLO | KNOPF CLIP | KNOB CLIP | CLIP POMMEAU | CLIP DE MANDO | PZ | 4.1
97420208 |  | TAPPO CIECO | BLINDKAPPE | BLIND CAP | BOUCHON AVEUGLE | TAPA CIEGA | PZ | 8
97420215 |  | SPINGI-PORTA DOPPIO | DOPPEL - TÜRSCHIEB | DOUBLE PUSH-DOOR | POUSSE-PORTE DOUBLE | DOBLE PULSADOR PUERTA | PZ | 30
97420220 |  | TAPPO LAMELL D42 NERO | VERSCHL. LAMEL. D42 SCHWARZ | D42 BLACK SLAT CAP | BOUCHON LAM. D42 NOIR | TAPA LAM. D42 NEGRO | PZ | 1.1
97420236 |  | TAPPO PG9 | VERSCHLUSS PG9 | PG9 CAP | BOUCHON PG9 | TAPA PG9 | PZ | 1.6
97420246 |  | PIEDE FISSO NYLON D40 M8X32 Z | NYLON D40 M8X32 Z FIXIERT FUSS | NYLON D40 M8X32 Z FIXED FOOT | PIED FIXE NYLON D40 M8X32 Z | PIE FIJO NYLON D40 M8X32 Z | PZ | 3.1
97420500 |  | PARACOLPO A VITE M5 NERO | SCHRAUBPRELLSCHUTZ M5 | M5 SCREW BUMPER | PARE-CHOC A VIS M5 | M5 TORNILLO BUMPER | PZ | 1.1
97420900 |  | PASSACAVO CIL D 14 S 3 | KABLEDURCHGANG PLIO 7/14/3 | PLIO 7/14/3 FAIRLEAD | GUIDE-CABLE PLIO 7/14/3 | PASACABLES CIL D 14 S 3 | PZ | 1.1
97421200 |  | PASSACAVO CIL D 13.5 S 2 | KABELDURCHGANG TYP 1010 | FAIRLEAD TYPE 1010 | GUIDE-CABLE TYPE 1010 | PASACABLES CIL D 13,5 S 2 | PZ | 1
97421700 |  | PUNTALE CALZANTE ESTERNO PER | EINSATZ M10 | M10 INSERT | POINTE M10 | TAPÓN PARA SEP AMALGAMA | PZ | 1.1
97423300 |  | PASSACAVO CIL D 14.5 S1.5 | KABELFÜHRUNG ZYL. D 14.5 S1.5 | D 14.5 S1.5 CYL CABLE ENTRY | PASSE-CABLE CIL D 12.5 S1.5 | PASA CABLE CIL D 12.5 S1.5 | PZ | 1
97425500 |  | PIEDINO GOMMA NERA | GUMMIFUSS SCHWARZ ART. 15.149 | BLACK RUBBER FOOT ART 15.149 | PIED CAOUTCH. NOIR ART. 15.149 | PIE GOMA NEGRA | PZ | 1.1
97425700 |  | PASSACAVO CIL D 12 S 2 | PVC-KABELDURCHG SCHW D 12 S 2 | BLACK PVC FAIRLEAD D 12 S 2 | GUIDE-CABLE PVC NOIR D 12 S 2 | PASACABLE CIL D12 S2 | PZ | 1.1
97427900 |  | PASSACAVO CIL D 12 S 2 | KABELDURCHGANG D=12X10 | BLACK PVC FAIRLEAD D=12X10 | PASSE-CABLE NOIR PVC D=12X10 | PASACABLES CIL D 12 S 2 | PZ | 1.1
97428600 |  | PASSACAVO CON SPIRALE ANT | KABELDURCHANG | FAIRLEAD | GUIDE CABLE | PASACABLES CON ESPIRAL DEL. | PZ | 1.3
97429500 |  | PARACOLPO TRASP.ADESIVO | GUMMIDICHTUNG | RUBBER SPACER | ENTRET. CAOUTCH. TRANSP. ADH. | PARA GOLPE TRANSPAR. ADHESIVO | PZ | 1.1
97430500 |  | ANTIVIBRANTE COMPR. D=20 H=25 | VIBRIERSCHUTZ TT CW 61 | TT CW 61 VIBRATION DAMPER | ANTIVIBRATOIRE TT CW 61 | ANTIVIBRANTE TT CW 61 | PZ | 2.4
97432600 |  | ANTIVIBRANTE HF COD. 8.01.045 | DÄMPFER HF ART.8.01.045 | HF COD. 8.01.045 VIBR.DAMPER | ANTIVIBR. HF COD. 8.01.045 | ANTIVIBRACIÓN HF CÓD. 8.01.045 | PZ | 1.4
97433100 |  | RIVET ANTIVIB M4X12.6 PSM | ERSCHÜTT NIETNAGEL M4X12.6 PSM | ANTI-VIBRAT.RIVET M4X12.6 PSM | RIVET ANTIVIBR. M4X12.6 PSM | ARAND.ANTIVIBR. M4X12.6 PSM | PZ | 1.5
97440010 |  | PROTEZIONE TRAY PICCOLO | KLEIN TRAY SCHUTZ | TRAY PROTECTION SMALL SIZE | PROTECT. PLATEAU PETITE TAILLE | PROTECC TRAY PEQUENO | PZ | 30.5
97440017 | #5 | MEMBRANA PER VALVOLA DI ASP. | SAUGVENTILMEMBRAN | MEMBRANE FOR SUCTION VALVE | MEMBRANE VANNE D'ASPIRATION | MEMBRANA VALVULA ASPIRACION | PZ | 14
97440020 |  | TAPPO REMOV. TAV. AMBIDESTR | ENTFERN.STOPFEN BEIHAEND TABLE | REMOVABLE AMBIDEX. MODULE CAP | BOUCHON AMOVIBLE TABL. AMBIDEX | TAPON REMOV MESITA AMBIVALENTE | PZ | 45.5
97440031 |  | RISCONTRO RESISTENZA | AUFLAGE FÜR WIDERSTAND | RESISTANCE SUPPORT | SUPPORT RÉSISTANCE | BASE APOYO RESISTENCIA | PZ | 6.5
97440042 |  | PROTEZ. GRIGIA TRAY GRANDE | GRAUER SCHUTZ GROSS TABLET | BIG GREY TRAY PROTECTION | GRANDE PROTECTION GRISE TRAY | PROTECCION GRIS BANDEJA GRANDE | PZ | 28.5
97440043 |  | SUPPORTO POMPA VIBRO | VIBRO-UNTERSTÜTZUNG FÜR FEUERL | VIBRO PUMP SUPPORT | SUPPORT DE POMPE DE VIBRO | VIBRO BOMBA SOPORTE | PZ | 1.4
97440044 |  | COLLARE FISS. IMBOTTITURA | BEFESTIGUNGSBUND FUER POLSTER | UPHOLSTERY FIXING CLAMP | BRIDE D'ATTACHE REVETEMENT | ABRAZADERA FIJACION TAPIZADO | PZ | 7.2
97440049 |  | COD.PORTAGOMMA GOM.1/4X1/4 | WINKEL-SCHL.ANSCHL. 1/4X1/4 | 1/4X1/4 RUB HOSE ADAPT CONNECT | EMBOUT P.-TUYAU COUDÉ 1/4X1/4 | MANGO PORTAGOMA CODO 1/4X1/4 | PZ | 4.3
97440050 |  | COD.PORTAGOMMA GOM.1/4X5/16 | SCHLAUCHHALTER GOM.1/4X5/16 | HOSE HOLDER GOM.1/4X5/16 | BOITE A TUYAU GOM.1/4X5/16 | SOPORTE MANGUERA GOMA 1/4X5/16 | PZ | 3.6
97440053 |  | GOMMINO CON FORO D.4 X SONDA | TÜLLE LOCH D=4 FÜR SENSOR | GROMMET HOLE FOR SENSOR D=4 | ŒILLET POUR CAPTEUR D=4 | OJAL PARA EL SENSOR D=4 | PZ | 6
97440058 |  | TRAMOGGIA | TRICHTER | HOPPER | TREMIE | TOLVA | PZ | 12
97440065 |  | PROFILO MOUSSE NEO SEZ. 5X2 | PROFIL MOUSSE NEO SCHN. 5X2 | MOUSSE NEO ZECT.5X2 PROFILE | PROFIL MOUSSE NEO SECT. 5X2 | PERFIL MOUSSE NEO SEC. 5X2 | MT | 1
97440070 |  | GOMMINO SUPPORTO MTR | HALTERGUMMI MTR | MTR SUPPORT GASKET | GOMME SUPPORT MTR | GOMA SOPORTE MTR | PZ | 2.7
97440078 |  | TAPPETINO FARETRA CASTELLINI | MATTE INSTR.ABLAGE CASTELLINI | CASTELLINI QUIVER PAD | TAPIS CARQUOIS CASTELLINI | ALFOMBRILLA PALANCA CASTELLINI | PZ | 47.5
97440080 |  | TAPPETINO FARETRA STERN | MATTE STERN-INSTRUMENTENABLAGE | STERN MAT INSTRUMENT HOLDER | TAPIS CARQUOIS STERN | ALFOMBR. PALANCA STERN | PZ | 40.5
97440085 |  | TAPPETINO TAV INTERN | INSTRUMENTENTISCHMATTE INTERN. | INTERN. TABLE PAD | TAPIS TABL. INTERNATIONAL | ALFOMBRILLA BAND. INTERNAT. | PZ | 41.5
97440086 |  | TAPPETINO TAV INTERN | MATTE INSTR.TR. INTERN | CAST INTERN TABLE SMALL PAD | TAPIS TABL.INTERN. CASTELLINI | ALFOMBRILLA BAND.INTER.CASTELL | PZ | 49
97440094 |  | GOMMINO FISSAGGIO D9,5 | BEFESTIGUNGSGUMMI D9,5 | D9,5 FIXING RUBBER | ÉLÉMENT EN CAOU. FIXATION D9,5 | GOMA FIJ. D9,5 | PZ | 3.9
97440097 |  | ADATTATORE PUNTE ABLATORE | ZEG SPITZEN ADAPTER | SCALER TYPS' ADAPTER | DOUILLE ADAPT. POINTES | CASQUILLO ADAPT. PUNTAS | PZ | 44.5
97440101 |  | RISCONTRO RESISTENZA | WIDERSTANDSANSCHLAG | RESISTOR BAR | RESULTAT ENDURANCE | RESULTADO RESISTENCIA | PZ | 19
97440103 |  | GUARNIZIONE LAVAGGIO STRUM | DICHTUNG INSTRUMENTENSPUELUNG | INSTRUMENTS WASHING GASKET | ETANCHEITEE NETTOYAGE INSTR. | JUNTA LAVADO INSTRUMENTOS | PZ | 11.5
97440108 |  | PASSACAVO PROTEZ IMP COMANDI | KABELDURCHF. SPRACHST.-SCHUTZ | PASSACAVO PROTEZ IMP COMANDI | PASSE CABLE PROT. IMP. COMMAND | PASA CABLES PROT. IMP. MANDOS | PZ | 12.5
97447300 |  | MEMBRANA DOSATORE PNEUMATICO | DOSERAPPARAT MENBRANE | PNEUMATIC DOSER MEMBRANE | MEMBRANE DOSEUR PNEUMATIQUE | MEMBRANA DOSADOR NEUMATICO | PZ | 38
97448000 |  | PARACOLPO INF. PALMARE | PALMAR UNTER PUFFER | RX PALMAR LOWER STOP-BLOCK | BUTOIR INF. POCHE | PARAGOLPES INF PDA | PZ | 13
97448300 |  | PARACOLPO PALMARE RX DC | DC ROENTG.PALM TOP PUFFER | X-RAY UN. PALM TOP BUFFER | BUTOIR TABL.DE COMM.A DIST. RX | PARACHOQUES DISP.MANO RX DC | PZ | 15.5
97448400 |  | PROTEZ. TRASP. TRAY GRANDE | TRANSPAR. TRAYAUFLAGE GROSS | BIG TRAY TRANSP.PROTECTION | PROTECT.TRANSP.GRAND PLATEAU | PROTEC.TRANSPAR.BANDEJA GRANDE | PZ | 33
97448600 |  | GUARNIZIONE PARABOLA | DICHTUNG PARABOLSPIEGEL | PARABOLA GASKET | JOINT PARABOLE | JUNTA PARÁBOLA | PZ | 15
97448700 |  | GUARNIZIONE VENTILATORE | DICHTUNG VENTILATOR | FAN GASKET | JOINT VENTILATEUR | JUNTA VENTILADOR | PZ | 6.3
97448800 |  | GUARNIZ. TAMPONAM. ARCHETTO | DICHT. BOGENABDICHTUNG | SEALING GASKET FOR ARC | JOINT REMPLISSAGE ARC | JUNTA TAMPONAMIENTO ARCO | PZ | 2
97449000 |  | PROTEZ. TRASP. TRAY PICCOLO | TRANSPAR. TRAYAUFLAGE KLEIN | SMALL TRAY TRANSP.PROTECTION | PROTECT. TRANSP.PETIT PLATEAU | PROTEC.TRANSPAR.BANDEJA PEQUEN | PZ | 21
97449200 |  | PROTEZ. TRASP. COFANO INT. | TRANSPAR. SCHUTZ DECKEL INT. | INT.COVER TRANSP.PROTECT. | PROTECT.TRANSP.CARTER INT. | PROTEC. TRANSP. CARTER INT. | PZ | 39.5
97460238 |  | TAPPO CIL D 13 GRIGIO | STOPFEN FUR LOCH D=13 GRAU | GREY PLUG D=13 | BOUCHON POUR TROU D=13 GRIS | TAPON CIL D 13 GRIS | PZ | 3.4
97460305 |  | TAPPO CIL D 11 BIANCO LUCIDO | VERSCHLUSS WEISS GLÄNZEND - D | GLOSS WHITE PLUG - D=11 MM | BOUCHON BLANC BRILLANT - D = 1 | TAPÓN BLANCO BRILLANTE - D=11 | PZ | 2
97460339 |  | GHIERA M50X1.5 - L7 | PLASTIKMUTTER M50X1.50 | PLASTIC RING NUT M50X1.50 | BAGUE PLASTIQUE M50X1.5 - L7 | CORONA M50 X 1.5 L 7 | PZ | 6.6
97460387 |  | TAPPO CIL D13 BIANCO LUCIDO | STOPFEN D=13 LEUCHTWEISS | SHINY WHITE PLUG FOR HOLE D=13 | BOUCHON TROU D=13 BLANC BRILL. | TAPA CIL D13 BLANCO BRILLANTE | PZ | 2.1
97460388 |  | TAPPO CIL D 14 BIANCO LUC | VERSCHLUSS WEISS GLÄNZEND - D | GLOSS WHITE PLUG - D=14 MM | BOUCHON BLANC BRILLANT - D = 1 | TAPÓN BLANCO BRILLANTE - D=14 | PZ | 2.7
97460389 |  | TAPPO CIL D 16 BIANCO LUCIDO | VERSCHLUSS WEISS GLÄNZEND - D | GLOSS WHITE PLUG - D=16 MM | BOUCHON BLANC BRILLANT - D = 1 | TAPÓN BLANCO BRILLANTE - D = 1 | PZ | 2.8
97460390 |  | TAPPO CIL D38 BIANCO LUCIDO | STOPFEN LOCH D=38 LEUCHTWEISS | SHINY WHITE PLUG D=38 | BOUCHON TROU D=38 BLANC | TAPÓN CIL D38 BLANCO BRILLANTE | PZ | 1
97460409 |  | TAPPO CIL D 23 BIANCO LUCIDO | VERSCHLUSS WEISS GLÄNZEND - D | GLOSS WHITE PLUG - D=23 MM | BOUCHON BLANC BRILLANT - D = 2 | TAPÓN BLANCO BRILLANTE - D = 2 | PZ | 6.5
97460528 |  | TAPPO CIL D 28 BIANCO | WEIS ZYL.STOEPSEL D28 | WHITE CIL D 28 CAP | BOUCHON CIL D 28 BLANC | TAPON CIL D 28 BLANCO | PZ | 1.6
97460557 |  | FILTRO SCARICO BACINELLA | SPEISCHALE FILTER | SPITOON FILTER | FILTRE VIDANGE CRACHOIR | FILTRO DESCARGA ESCUPIDERA | PZ | 5.9
97460564 |  | CALOTTA AZIONAT. COMANDI | BETATIGER STHULSBEWEGUNGEN | CHAIR CONTROL ACTUATOR | CALOTTE ACTIONNEUR COMM. FAUT. | PROTECCIÓN ACCIONAM MANDOS | PZ | 13.5
97460568 |  | SUPPORTO MICRO PEDALE | HALTERUNG MIKRO PEDAL | PEDAL MICROSWITCH GASKET | SUPP.MICRO COMM/PIED | SOPORTE MICRO PEDAL | PZ | 2.6
97460596 |  | SUPPORTO LAMPADA POLIM. | HALTERUNG DER POLYMERISATIONSL | CURING LIGHT SUPPORT | SUPPORT LAMPE Á POLYMÉRISER | SOPORTE LÁMPARA POLIMERIZADORA | PZ | 55.5
97460604 |  | IMBUTO FILTRO SCARICO | SPEISCHALE FILTERDECKUNG | SPITOON COVER FILTER | GOULOT FILTRE CRACHOIR | FILTRO ESCUPIDERA | PZ | 9
97460608 |  | PATTINO FRIZION. ASTA TES | FRIKTIONKLOTZ | FRICT.PAD | PATIN FRICT. | PATÍN FRICCIÓN BARRA REPOSAC | PZ | 2.6
97460609 |  | GUIDA DX ASTA POGGIA-TEST | RECHTE FÜHRUNG K-STÜTZE | RIGHT GUIDE HEADREST STOP | GLISSIERE DROITE TETIERE | GUÍA DCHA BARRA REPOSACABEZAS | PZ | 7.9
97460610 |  | GUIDA SX ASTA POGGIA-TEST | LINKE FÜHRUNG K-STÜTZE | HEADREST LEFT GUIDE | GLISSIERE GAUCHE TETIERE | GUÍA IZDA BARRA REPOSACABEZAS | PZ | 7.9
97460618 |  | VENTURIMETRO CANN GRANDE | SAUGSYSTEM VENTURI | VENTURI TUBE SUCTION SYSTEM | TUBE D'ASPIRATION VENTURI | VENTURÍMETRO CÁNULA GRAN | PZ | 28.5
97460619 |  | VENTURIMETRO CANN PICCOLA | SAUGSYSTEM VENTURI | VENTURI TUBE SUCTION SYSTEM | TUBE D'ASPIRATION VENTURI | VENTURÍMETRO CÁNULA PEQ | PZ | 28.5
97460627 |  | SUPPORTO SIRINGA LUZZANI | HALTERUNG DER LUZZANI-SPRITZE | LUZZANI SYRINGE SUPPORT | SUPPORT SERINGUE LUZZANI | SOPORTE JERINGA LUZZANI | PZ | 14
97460641 |  | CONVOGLIATORE SCARICO | ABFLUSSFORDERSSCHLAUCH SPEISCH | BOWL DRAIN CONVEYOR | CONVOYEUR VIDANGE CRACHOIR | DESAGUE TAZA | PZ | 25
97460645 |  | ROND ANTIVIBRAZIONE | UNTERLEGSCHEIBE | WASHER | RONDELLE | ARANDELA | PZ | 3.6
97460649 |  | COLLARE FISS. CONSOLLE | PANEL KLEMBUND | CONSOLE FIXING COLLAR | COLLIER DE FIXATION CONSOLLE | ABRAZADERA TUBOS CONSOLA | PZ | 3
97460691 |  | TAPPO BRACCIO PANTOGRAFO | VERSCHLUSS DES ARMS DES ARZTEL | DENTIST'S MODULE ARM PLUG | BOUCHON BRAS PRATICIEN | TAPÓN BRAZO MÉDICO | PZ | 9.2
97460694 |  | TAPPO CIL D 5 | VERSCHLUSS - D = 5 MM | PLUG - D= 5 MM | BOUCHON - D = 5 MM | TAPÓN - D= 5 MM | PZ | 3.7
97460695 |  | TAPPO BRACCIO SUPPORTO | VERSCHLUSS ARM DER HALTERUNG D | UNIT BODY SUPPORT ARM PLUG | BOUCHON BRAS SUPPORT GR. HYDRI | TAPÓN BRAZO SOPORTE HÍDRICO | PZ | 12
97460704 |  | PIGNONE PER POTENZIOMETRO | RITZEL FUER POTENTIOMETER | PINION GEAR FOR POTENTIOMETER | PIGNON POUR POTENTIOMETRE | PINON POTENCION | PZ | 7.9
97460715 |  | SEDE SIRINGA/ASPIRAZ. | ABLAGE SPRITZE/ABSAUGUNG | SYRINGE/SUCTION SEAT | SIÈGE SERINGUE / ASPIRATION | ALOJAMIENTO JERINGA/ASPIRACIÓN | PZ | 22.5
97460721 |  | CARTER POST. SCHIENALE | RUCKENLEHNE RUCKGEHAUSE | BACKREST BACK COVER | CARTER POST.DOSSIER | CÁRTER TRAS RESPALDO | PZ | 49.5
97460722 |  | CARTER SOTTOSEDILE | SITZUNTERGEHAUSE | SEAT LOWER COVER | CARTER BAS SIEGE | CÁRTER BAJO ASIENTO | PZ | 53.5
97460723 |  | SCHIENALE SEGG. ASSISTENTE | RUCKENLEHNE S8 | S8 BACKREST | DOSSIER S8 | RESPALDO ASI AUXILIAR | PZ | 196
97460724 |  | ATTACCO SCHIENALE S8 | RUCKENLEHNEANSCHLUSS | BACKREST FITTING | RACCORD DOSSIER | CONEXIÓN RESPALDO S8 | PZ | 203
97460728 |  | TAPPO CIL D 34.5 COFANO | DECKEL HAUBE PNEUM.RHEOSTAT | PNEUM.RHEOSTAT COVER PLUG | BOUCHON CARTER RHEOSTAT PNEUM. | TAPÓN CIL D 34,5 CUBIERTA | PZ | 3.7
97460731 |  | PERNO ATTACCO RAPIDO M8 | POLSTER ANGRIFF | UPHOLSTERY CAP | CLIPS FIXATION REMBOURRAGE | PERNO ENCHUFE RAPIDO | PZ | 2.1
97460740 |  | COFANO CASS. ALLACCIAM. | GEHÄUSE DES ANSCHLUSSKASTENS | CONNECTION BOX COVER | CARTER BOÎTE AU SOL | CÁRTER CAJA DE CONEXIONES | PZ | 472
97460743 |  | CARTER INF. TAV. PENDENTE | UNTERE ABDECKUNG DES INSTRUMEN | LOWER DENTIST'S MODULE COVER | CARTER INFÉRIEUR TABLETTE PRAT | CÁRTER INFERIOR BANDEJA DOCTOR | PZ | 400
97460744 |  | CARTER SUP. TAV. PENDENTE | OBERE ABDECKUNG DES INSTRUMENT | UPPER DENTIST'S MODULE COVER | CARTER SUPÉRIEUR TABLETTE PRAT | CÁRTER SUPERIOR BANDEJA DOCTOR | PZ | 478
97460749 |  | SEDE MM TIPO MC3 | ABLAGE DES MIKROMOTORS - MC3 | MICROMOTOR SEAT - MC3 TYPE | SIÈGE MICROMOTEUR - TYPE MC3 | ALOJAM MICROMOTOR - TIPO MC3 | PZ | 49.5
97460751 |  | SEDE MM TIPO MC2 | ABLAGE DES MIKROMOTORS - MC2 | MICROMOTOR SEAT - MC2 TYPE | SIÈGE MICROMOTEUR - TYPE MC2 | ALOJAM MICROMOTOR - TIPO MC2 | PZ | 48.5
97460752 |  | SEDE SIRINGA MINILIGHT | ABLAGE DER SPRITZE MINILIGHT | MINILIGHT SYRINGE SEAT | SIÈGE SERINGUE MINILIGHT | ALOJAMIENTO JERINGA MINILIGHT | PZ | 48
97460755 |  | SEDE DETART. TIPO EMS | ABLAGE DES ZAHNSTEINENTFERNERS | SCALER SEAT - EMS TYPE | SIÈGE DÉTARTREUR - TYPE EMS | ALOJAMIENTO INSTRUMENTO DE ABL | PZ | 48
97460758 |  | BOCCOLA DI FINITURA | BUCHSE ZUR OPTISCHEN VERSCHÖNE | AESTHETIC FINISH BUSHING - ASS | BAGUE DE FINITION ESTHÉTIQUE - | CASQUILLO DE ACABADO ESTÉTICO | PZ | 5.2
97460780 |  | VASSOIO TRAY ASIMMETRICO | TRAY-TISCH | TRAY-HOLDER | TABLETTE TRAY | BANDEJA TRAY ASIMÉTRICA | PZ | 565
97460782 |  | SEDE MANIPOLO TELECAMERA | AUFNAHME DES KAMERA-HANDSTÜCKS | CAMERA HANDPIECE SEAT | SIÈGE PIÈCE À MAIN CAMÉRA | ALOJAMIENTO PIEZA DE MANO TELE | PZ | 16.5
97460787 |  | BASAMENTO CART | CART-GRUNDLAGE | CART BASE | BASE CART | BASE CART | PZ | 292
97460788 |  | MANIGLIA TAVOLETTA | TISCH-HANDELGRIFF | TABLE HANDLE | POIGNEE TABLETTE | EMPUNADURA BANDEJA | PZ | 37
97460794 |  | CORPO MANIGLIA | HANDGRIFF-STRUKTUR | HANDLE STRUCTURE | STRUCTURE POIGNEE | ESTRUCTURA EMPUNADURA | PZ | 39.5
97460796 |  | BUSSOLA M25X1 | POLSTER CLIP | UPHOLST. FIXING BUSH | DOUILLE FIXATION RAPIDE REMB. | BRUJULA POR ENCHUFE RAPIDO | PZ | 2
97460797 |  | CONTENITORE MOLLE PREMI-P | FEDER BEHAELTER | SPRING BOX | RECIPIENT POUR RESSORT | SPANILLO BOX | PZ | 3.4
97460802 |  | CARTER INFERIORE | UNTERE-HAUBE BODENANSCHLUSS | CONNECTION BOX LOWER COVER | CACHE INF.BOITE DE BRANCHEM. | CARTER INFERIOR | PZ | 137
97460804 |  | CARTER APPL. SISTEMA SHS | SHS SYST ANBRINGUNG GEHAEUSE | SHSHS SYST APPLICATION CARTER | CARTER APPLICATION SYSTEM SHS | CÁRTER APL SISTEMA SHS | PZ | 35
97460809 |  | ASS SUPP. CANNULE ASPIR. | GR.KANUELENAUFNAHME HELF.TISCH | ASSIST.TABLE HOSES SUPP.GR. | ENS.SUPP.CANULES ASP.TABL.ASS. | CONJUNTO SOPORTE CANULAS ASPI | PZ | 62
97460813 |  | PEDANA ANTIR. POLTR. STER | FUSSUNTERLAGE | ANTITIPPING FOOTBOARD | ESCABEAUX ANTIRETOURNEMENT | PLATAF ANTIRROT SILLÓN STER | PZ | 164
97460814 |  | COFANO SUP. IDRICO | OBERES GEHÄUSE DER WASSEREINHE | UPPER UNIT BODY COVER | CARTER SUPÉRIEUR GROUPE HYDRIQ | CÁRTER SUPERIOR HÍDRICO | PZ | 160
97460815 |  | COFANO POST. IDRICO | HINTERES GEHÄUSE DER WASSEREIN | REAR UNIT BODY COVER | CARTER ARRIÈRE GROUPE HYDRIQUE | CÁRTER TRASERO HÍDRICO | PZ | 107
97460818 |  | COFANO LATO ASPIRAZIONE | GEHÄUSE ABSAUGFILTERSEITE | COVER ON SUCTION FILTER SIDE | CARTER CÔTÉ FILTRES ASPIRATION | CÁRTER LADO FILTROS ASPIRACIÓN | PZ | 135
97460819 |  | SPORTELLINO LATO ASPIRAZ. | TÜR AUF DER ABSAUGSEITE | DOOR ON SUCTION SIDE | PORTE CÔTÉ ASPIRATION | PUERTA LADO ASPIRACIÓN | PZ | 77.5
97460823 |  | CARTER POST. CONSOLLE | HINTERE ABDECKUNG DER BEDIENKO | BACK DENTIST'S CONTROL PANEL C | CARTER ARRIÈRE CONSOLE PRATICI | CÁRTER TRASERO CONSOLA MÉDICO | PZ | 33.5
97460827 |  | CORPO SUP. TAV. ASSIST. | OBERES KUNSTSTOFFTEIL DES HELF | UPPER ASSISTANT'S MODULE PLAST | PARTIE PLASTIQUE SUPÉRIEURE TA | PLÁSTICO SUPERIOR BANDEJA AUXI | PZ | 189
97460833 |  | BASE BACCHETTA STRUMENTI | GRUNDLAGE DER INSTR.HEBEL | INSTRUMENTS LEVER BASE | BASE LEVIER INSTRUMENTS | BASE VARILLA INSTRUMENTOS | PZ | 11
97460835 |  | COPERCHIO BASE BACCHETTA | GR.DECKEL DER INSTR.HEBELGR. | INSTR.LEVER BASE COVER GR. | GR.COUVERCLE BASE LEV.INSTR. | TAPA BASE VARILLA | PZ | 4
97460836 |  | CARTER NON APPL. BACCHET. | HAUBE DER INSTR.HEBEL | INSTR.LEVER CARTER | CARTER NON APPL.LEVIER INSTR. | CÁRTER NO APL VARILLA | PZ | 15
97460837 |  | ELEMENTO DI BLOCC. MICRO | MIKRO BLOCK | MICRO LOCKING | BLOCAGE MICRO | ELEMENTO DE BLOQ MICRO | PZ | 2
97460841 |  | CALOTTA FONTANELLA | HAUBE DER FONTÄNENBASIS | BASIC CUP AND BOWL FILL UNIT C | CALOTTE BASE JET DE VERRE/JET | TAPA BASE FUENTES | PZ | 17.5
97460842 |  | TAPPO FISS. SCARICO BACIN | SCHUS.ABFLUSS BEF.STOPFEN | BASIN DRAIN FIXING PLUG | BOUCHON FIX.DECHAR.BASSIN | TAPÓN FIJ. DESAGÜE ESCUP | PZ | 11
97460843 |  | FILTRO ELETTROVALVOLA H2O # | H2O ELEKTROSICHERUNG FILTER | H20 EV FILTER | FILTRE ELECTROVANNE H2O | FILTRO ELECTROVALV H2O | PZ | 2.6
97460850 |  | ASS. BACCHETTA STRUMENTI | GR.INSTRUMENTEN-HEBEL | INSTRUMENTS LEVER GR. | ENS. FOUET INSTRUMENTS | CONJ. PALITO INSTRUMENTOS | PZ | 72.5
97460851 |  | COFANO SUP. TAV. AUSIL. | OBERE HAUBE TISCH | AUX. MODULE UPPER COWL | CAPOT SUP.TABLETTE AUX. | CAPO SUP. BANDEJA AUX. | PZ | 79.5
97460852 |  | COFANO INF. TAV. AUSIL. | HILFSTABLETTE UNTERE HAUBE | AUXIL. TABLE LOWER CASE | COFFRET INF.TABL. AUXILIAIRE | CÁRTER INF. BAND. AUXIL. | PZ | 64
97460853 |  | TAPPO D=47 SILICONE | SILIKONVERSCHLUSS - D = 47 MM | SILICONE PLUG - D=47 MM | BOUCHON EN SILICONE - D = 47 M | TAPÓN SILICONA - D=47 MM | PZ | 11
97460854 |  | TAPPO D=52 | STOPFEN D=52 | PLUG D=52 | BOUCHON D=52 | TAPÓN D=52 | PZ | 22
97460857 |  | POMELLO APERT. SPORTELLO | KNOPF ZUR KLAPPE-GEOEFFNUNG | OPEN LID KNOB | POIGNEE OUVERTURE PORTE | POMO APERT. PUERTA | PZ | 9.1
97460858 |  | CERNIERA SPORTELLO | KLAPPSCHARNIER | LID HINGE | CHARNIERE PORTE | BISAGRA PUERTA | PZ | 5.1
97460864 |  | TAPPO NON APPL. STRUM. | VERSCHLUSS DES INSTRUMENTENTRÄ | INSTRUMENT SUPPORT CLOSING PLU | BOUCHON DE FERMETURE SUPPORT I | TAPÓN CIERRE SOPORTE INSTRUMEN | PZ | 7.4
97460865 |  | CARTER POST. TESTIERA | KOPFSTUTZE HINTERGEHAEUSE | HEADREST REAR CARTER | CARTER ARRIERE AP/TETE | CÁRTER TRAS CABEZAL | PZ | 60.5
97460866 |  | BLOCCAGGIO TUBO TESTIERA | SCHLAUCH-BLOCK | TUBE BLOCK | BLOC TUYAU | BLOQUEO TUBO CABEZAL | PZ | 2.9
97460867 |  | ASS. CARTER TRIANGOLO SUP | OBER.DREIEK GEHAEUSE GRUP. | UPP.TRIANGLE CRANKCASE GR. | GR. CARTER TRIANGLE SUP. | GR CÁRTER TRIÁNGULO SUP | PZ | 210
97460874 |  | MANIGLIA PEDALE | FUSSPEDALGRIFF | FOOT CONTROL HANDLE | POIGNEE COMMANDE AU PIED | AGARRADERA PEDAL | PZ | 21.5
97460878 |  | RONDELLA RASAM. TESTIERA | SCHEIBE KOPFTEIL | HEADREST ADJUST. WASH. | RONDELLE APPUI-TETE | ARANDELA ESPES. CABEZAL | PZ | 1.6
97460882 |  | PATTINO PER PIASTRA BASE | SCHUH FUER HAUPT-PLATTE | MAIN PLATE SHOE | BLOC POUR PLAQUE BASE | PATÍN PARA PLACA BASE | PZ | 13
97460887 |  | TAPPO NON APPL. SIRINGA | VERSCHLUSS DES INSTRUMENTENTRÄ | SYRINGE SUPPORT CLOSING PLUG | BOUCHON DE FERMETURE SUPPORT S | TAPÓN CIERRE SOPORTE JERINGA | PZ | 8.6
97460889 |  | ASS. CORPO PEDALINO | FUSSPEDAL | FOOT CONTROL | COMMANDE AU PIED | GR CUERPO PEDAL | PZ | 55.5
97460893 |  | LEVA ARRESTO BRACCETTO | HEBEL DER INSTR.ARM | INSTR.RET.ARM LEVER | LEVIER D'ARRET INSTRUMENTS | PERNO BLOQUEO BRAZO | PZ | 4.1
97460903 |  | COFANO SUP. IDRICO | OBERES GEHÄUSE DER WASSEREINHE | UPPER UNIT BODY COVER | CARTER SUPÉRIEUR GROUPE HYDRIQ | CÁRTER SUPERIOR HÍDRICO | PZ | 124
97460907 |  | COFANO SUP. TAV. ASSIST. | OBERES GEHÄUSE DES HELFERINNEN | UPPER ASSISTANT'S MODULE COVER | CARTER SUPÉRIEUR TABLETTE ASS | CÁRTER SUPERIOR BANDEJA AUXILI | PZ | 51
97460908 |  | COFANO INF. TAV. ASSIST. | UNTERES GEHÄUSE DES HELFERINNE | LOWER ASSISTANT'S MODULE COVER | CARTER INFÉRIEUR TABLETTE ASSI | CÁRTER INFERIOR BANDEJA AUXILI | PZ | 27
97460909 |  | COFANO SUP. SATELLITE STRUM. | OBERES GEHÄUSE INSTRUMENTENHAL | UPPER INSTRUMENT SUPPORT COVER | CARTER SUPÉRIEUR SATELLITE INS | CÁRTER SUPERIOR SOPORTE INSTRU | PZ | 26.5
97460910 |  | COFANO INF. SATELLITE STRUM. | OBERES GEHÄUSE INSTRUMENTENHAL | LOWER INSTRUMENT SUPPORT COVER | CARTER INFÉRIEUR SATELLITE INS | CÁRTER INFERIOR SOPORTE INSTRU | PZ | 27
97460914 |  | COFANO INF. CONSOLLE MED. | HINTERES GEHÄUSE DER BEDIENKON | BACK DENTIST'S CONTROL PANEL C | CARTER ARRIÈRE CONSOLE PRATICI | CÁRTER TRASERO CONSOLA MÉDICO | PZ | 57.5
97460915 |  | MANIGLIA CONSOLLE MED. | ARZT KONSOLE HANDGRIFF | DOCTOR CONSOLE HANDLE | POIGNEE CONSOLE MED. | ASA CONSOLA MÉD. | PZ | 106
97460917 |  | CARTER INF. BACINELLA | UNTERE GEHAEUSE SCHUSSEL | TRAY LOWER CARTER | CARTER INFERIEUR BASSIN | CÁRTER INF ESCUPIDERA | PZ | 80.5
97460918 |  | MANICOTTO MOZZO BRACC FISSO | ABDECKUNG DES ZAPFENS FESTER A | DENTIST'S MODULE FIXED ARM PIN | CARTER AXE BRAS FIXE PRATICIEN | CÁRTER PERNO BRAZO FIJO MÉDICO | PZ | 15
97460923 |  | COFANO LATO ASPIRAZIONE | GEHÄUSE ABSAUGFILTERSEITE | COVER ON SUCTION FILTER SIDE | CARTER CÔTÉ FILTRES ASPIRATION | CÁRTER LADO FILTROS ASPIRACIÓN | PZ | 101
97460924 |  | COFANO PER ALLACC. ESISTENTI | HAUBE F. ANS. VORH. EINH. | PRE-EXHIST.CONNECT.COVER | CAPOT POUR RACC. EXISTANTS | CÁRTER PARA CONEX. EXISTENTES | PZ | 112
97460925 |  | TAPPO NON APPL. SATELLITE | SEITLICHER VERSCHLUSS FÜR HELF | LATERAL PLUG FOR ASSISTANT'S M | BOUCHON LATÉRAL POUR TABLETTE | TAPÓN LATERAL PARA BANDEJA AUX | PZ | 6.1
97460940 |  | CARTER MOBILE TESTATA RX | SW KOPF RX2003 OBER CARTER | RX HEAD MOVING CARTER | CARTER MOBILE TETE RX | CARTER MOVIL CABEZA RX | PZ | 23
97460941 |  | CARTER FISSO TESTATA RX | SW KOPF RX2003 UNTER CARTER | RX HEAD STERN 2003 LOWER COVER | CARTER INF. TETE RX STERN 2003 | CARTER FIJO CABEZA RX | PZ | 89.5
97460942 |  | TAPPO BRACCIO PROLUNGA | VERLAENGERUNG ARM STOPFEN | RX EXTENSION ARM PLUG | CARTER BRAS RALLONGE | TAPÓN BRAZO EXTENSIÓN | PZ | 11
97460943 |  | TAPPO BRACCIO PANTOGR. | PANTOGRAPHE ARM STOPFEN | PANTOGRAPH ARM PLUG | PROTEGE BRAS PANTOGRAPHE | TAPA BRAZO PANTOGR. | PZ | 11.5
97460944 |  | CARTER SUP. SNODO | GELENK OBERE GEHAUSE | JOINT UPPER CARTER | CARTER SUP. JOINT | CÁRTER SUP ARTICULACIÓN | PZ | 25.5
97460945 |  | CARTER INF. SNODO | GELENK UNTERE GEHAUSE | JOINT LOWER CARTER | CARTER INF. JOINT | CÁRTER INF ARTICULACIÓN | PZ | 36
97460950 |  | TAPPO SAGOMATO D=28 | GEFORMT STOPFEN D=28 | SHAPED PLUG D=28 | BOUCHON PROFILE D=28 | TAPÓN PERFILADO D=28 | PZ | 3.7
97460951 |  | MANICOTTO TESTATA RX | RX GENERATOR MUFFE | RX HEAD SLEEVE | MANCHON GENERATEUR RX | MANGUITO CABEZA RX | PZ | 27
97460952 |  | SETTORE DENTATO POTENZ. | POTENT.GEZAHNTSEKTOR | TOOTHED SECTOR FOR POTENT. | SECTEUR DENT. POUR POTENT. | CREMALLERA POTENCION | PZ | 9.1
97460954 |  | SUPPORTO TESTATA RX | RX 2003 KOPFTEIL HALTERUNG | RX HEAD SUPPORT | SUPPORT CULASSE RX | SOPORTE CABEZAL RX | PZ | 129
97460958 |  | ROND. FINECORSA BRACCETTO | ARM ENDSCHALTER SCHEIBE | ARM LIMIT SWITCH WASHER | ROND.FIN DE COURSE BRAS | ARANDELA FINAL CARRERA BRAZO | PZ | 9.3
97460963 |  | TAPPO D=40 | STOPFEN D=40 | PLUG D=40 | BOUCHON D=40 | TAPA D=40 | PZ | 4.5
97460966 |  | BLOCCH. DI SERRAGGIO TESTATA | KOPFTEIL KLEMMEN BLOCKCHEN | HEAD CLAMPING BLOCK | BLOC SERRAGE CULASSE | BLOQ DE APRIETE CABEZAL | PZ | 13.5
97460970 |  | COLLARE TESTATA RX | RX KOPFSTÜTZE SCHELLE | RX HEAD COLLAR | COLLIER TETE RX | ANILLO CABEZA RX | PZ | 6.2
97460974 |  | ASS. CARTER PALMARE REMOTO | FERNPALMAR GEHAUSE GR. | REMOTE PALMAR CARTER SET | ENS.CARTER POCHE ELOIGNE | GR. CARTER PALMAR REMOTO | PZ | 120
97460976 |  | ASS. SCARICO RIUNITI | GR. AUSLASS BEHANDLUNGSEINHEIT | HYDROGROUP DRAIN ASSEMBLY | GR. EVACUAT. EQUIPEMENTS | GR DESCARGA EQUIPOS | PZ | 12
97460985 |  | ASS. FONTANELLA | GR. MUNDGLASFULLUNG | CUP FILLER GROUP | ENS. JET DE VERRE | CONJUNTO GRIFO | PZ | 71.5
97460987 | #5 | FRANGIGETTO FONTANELLA | SPEISCHALE WASSERSTRAHLBRECHER | A8 FOUNTAIN | BRISE-JET A8 | CORTACHORRO FUENTE | PZ | 2.3
97460994 |  | ASS. PULSANTE PEDALE | GR.FUSSPEDALKNOPF | FOOT CONTROL BUTTON GR. | ENS.POUSSOIR COMM. A PIED | GR PULSADOR PEDAL | PZ | 20
97461010 |  | COFANO SOTTOSEDILE SX | HAUBE UNTER SITZ LINKS | LH UNDERSEAT CASING | CAPOT SOUS SIEGE GAUCHE | CUBIERTA BAJO ASIENTO IZDA | PZ | 210
97461011 |  | COFANO SOTTOSEDILE DX | HAUBE UNTER SITZ RECHTS | RH UNDERSEAT CASING | CAPOT SOUS SIEGE DROIT | CUBIERTA BAJO ASIENTO DCHA | PZ | 140
97461012 |  | TAPPO NON APPL BRACC FISSO | VERSCHLUSS NICHT ANW. FESTE AR | FIXED ARMREST NON-APPLIC PLUG | BOUCHON ACCOUDOIR FIXE PAS MON | TAPÓN NO APL APOYAB FIJO | PZ | 7.7
97461013 |  | TAPPO NON APPL. BRACCIOLO | VERSCHLUSS NICHT ANW. ARML. | NO ARMREST PLUG | BOUCHON ACCOUDOIR PAS MONTE | TAPÓN NO APL BRAZO | PZ | 5.7
97461022 |  | TAPPO ESTRUSO BRACCIO | VERSCHLUSS ARM ARZTELEMENT | DENTIST'S MODULE ARM PLUG | BOUCHON BRAS PRATICIEN | TAPÓN BRAZO MÉDICO | PZ | 11
97461023 |  | CARTER COPRISNODO BRACCIO | ABDECKUNG ARMGELENK | ARM JOINT CASING | CARTER COUVRE-ARTICUL. BRAS | CÁRTER ARTICULACIÓN BRAZO | PZ | 10.5
97461024 |  | TAPPO APERTURA REGOL. MECC. | VERSCHLUSS FÜR MECHANISCHE EIN | PLUG FOR DENTIST'S MODULE ARM | BOUCHON POUR RÉGLAGE MÉCANIQUE | TAPÓN PARA REGULACIÓN MECÁNICA | PZ | 8.5
97461026 |  | ASS. LEVA PEDALE STANDARD | GR. HEBEL STANDARDPEDAL | STANDARD PEDAL LEVER ASSEM. | GR.LEVIER COMM./PIED STD | GR PALANCA PEDAL ESTÁNDAR | PZ | 25
97461039 |  | SNODO ASSE Z | GELENK Z-ACHSE | Z AXIS JOINT | ARTICULATION AXE Z | ARTICULACIÓN EJE Z | PZ | 10
97461042 |  | BLOCCH. FISSAGGIO MANIGLIA | BLOCK. GRIFFBEFESTIGUNG | HANDLE FASTENER | BLOC FIXAT. POIGNEE | BLOQ FIJACIÓN AGARRADERA | PZ | 11.5
97461044 |  | FLANGIA ANTERIORE | VORDERER FLANSCH | FRONT FLANGE | BRIDE AVANT | BRIDA DELANTERA | PZ | 8.2
97461050 |  | ARCHETTO LAMPADA | LAMPE KLEINER BOGEN | SMALL ARCH LAMP | PETIT ARCHE LAMPE | ARCO LAMPARA | PZ | 52
97461051 |  | TAPPO COPRI SNODO | STOPFEN GELENKABDECKUNGEN | JOINT COVERING PLUG | CARTER COUVRE-ARTICULATION | TAPA CUBRE JUNTO | PZ | 4.8
97461052 |  | POMELLO POTENZIOMETRO | POTENTIOMETER KNOPF | POTENTIOMETER KNOB | POMMEAU POTENTIOMETRE | PERILLA POTENCIOMETRO | PZ | 6.5
97461053 |  | BOCCOLA DI BLOCCAGGIO | BLOCKIERUNG BUCHSE | BLOCKING SOCKET | BOUCLE DE BLOCAGE | COJINETE BLOQUEO | PZ | 1.9
97461057 |  | TAPPO SNODO ASSE Z | STOPFEN GELENK Z-ACHSE | Z-AXIS JOINT PLUG | CARTER ARTIC.AXE Z LAMPE VENUS | TAPA ARTICULACION AXIS Z | PZ | 7.7
97461058 |  | COFANO SUP. BRACCIO RIGIDO | OB.GEHÄUSE STARRER ARM | RIGID ARM UPPER CASING | CARTER SUP.BRAS RIGIDE | CUBIERTA SUP BRAZO RÍGIDO | PZ | 7.2
97461059 |  | COFANO INF. BRACCIO RIGIDO | UNT.GEHÄUSE STARRER ARM | RIGID ARM LOWER CASING | CARTER INF. BRAS RIGIDE | CUBIERTA INF BRAZO RÍGIDO | PZ | 7.2
97461060 |  | COFANO SUP. POST. PANTOGRAFO | OB.GEHÄUSE HINTEN FEDERARM | PANTOGR REAR UPPER CASING | CARTER SUP. ARR. PANTOGRAPHE | CUBIERTA SUP TRAS PANTÓGRAFO | PZ | 7.2
97461061 |  | COFANO INF. SNODO POST. | UNT. GEHÄUSE GELENK HINTEN | REAR JOINT LOWER CASING | CARTER INF. ARTICULAT. ARRIERE | CUBIERTA INF ART TRAS | PZ | 7.2
97461062 |  | COFANO SUP. ANT. PANTOGRAFO | OB.GEHÄUSE VORNE FEDERARM | PANTOGR FRONT UPPER CASING | CARTER SUP. AV. PANTOGRAPHE | CUBIERTA SUP DEL PANTÓGRAFO | PZ | 7.1
97461063 |  | COFANO INF. ANT. PANTOGRAFO | UNT. GEHÄUSE VORNE FEDERARM | PANTOGR FRONT LOWER CASING | CARTER INF. AV. PANTOGRAPHE | CUBIERTA INF DEL. PANTÓGRAFO | PZ | 7.2
97461064 |  | COFANO REGOLAZIONE MOLLA | GEHÄUSE FEDEREINSTELLUNG | SPRING ADJUSTMENT CASING | CARTER REGLAGE RESSORT | PUERTA REGOLACION MUELLE | PZ | 7.2
97461066 |  | CARTER SX SNODO POST. | LINKE ABDECKUNG - HINTERES GEL | L.H. COVER - DENTIST'S MODULE | CARTER GAUCHE - ARTICULATION A | CÁRTER IZQUIERDO - ARTICULACIÓ | PZ | 73.5
97461067 |  | CARTER DX SNODO POST. | RECHTE ABDECKUNG - HINTERES GE | R.H. COVER - DENTIST'S MODULE | CARTER DROIT - ARTICULATION AR | CÁRTER DERECHO - ARTICULACIÓN | PZ | 73.5
97461068 |  | CARTER SX ESTRUSO | LINKE ABDECKUNG - VORDERES GEL | L.H. COVER - DENTIST'S MODULE | CARTER GAUCHE - ARTICULATION A | CÁRTER IZQUIERDO - ARTICULACIÓ | PZ | 50
97461069 |  | CARTER DX ESTRUSO | RECHTE ABDECKUNG - VORDERES GE | R.H. COVER - DENTIST'S MODULE | CARTER DROIT - ARTICULATION AV | CÁRTER DERECHO - ARTICULACIÓN | PZ | 50
97461073 |  | CERNIERA SCATOLA SUPP. SCHED | GELENK KARTENAUFNAHMEKASTEN | BOARD SUPP BOX HINGE | CHARN.BOITE SUPPORT PLATINE | BISAGRA CAJA SOP TARJETA | PZ | 2.5
97461076 |  | TAPPO D=30 BIANCO | VERSCHLUSS D=30 | PLUG D=30 | BOUCHON D = 30 | TAPÓN D=30 BLANCO | PZ | 4
97461077 |  | TAPPETINO FARETRA STERN | MATTE DER INSTRUMENTENABLAGE F | MAT FOR DENTIST'S MODULE HANDP | TAPIS CARQUOIS PRATICIEN | ALFOMBRILLA FUNDA MÉDICO | PZ | 85
97461079 |  | PROTEZ. SCHEDA CASS. ALLACC. | SCHUTZ KARTE ANSCHLUSSKASTEN | CONNECTION BOX BOARD PROTECT | PROT.PLATINE BOITE/SOL | PROTEC TARJETA CAJA CONEX | PZ | 16
97461086 |  | SUPPORTO CARTER IDRICO | WASSER-GEHAEUSEHALTER | HYDRIC BODY CARTER SUPPORT | SUPPORT CARTER HYDRIQUE | SOPORTE CARTER HIDRICO | PZ | 1.7
97461087 |  | AGGANCIO SUPP. SCHEDE IDRICO | PLAT WASSERHALTER.EINHAENGER | WATER CARD SUPPORT HITCHING | ACCOUPLEM SUPPORT EAU PLATINE | ENGANCHE SUP. TARJ.HIDRICO | PZ | 1.6
97461103 |  | ELEMENTO PARASPRUZZI | SPRITZSCHUTZ | SPLASH GUARD ELEMENT | ELEMENT ANTI-ECLABOUSSURES | ELEMENTO PARA AGUA | PZ | 1.8
97461107 |  | CORPO PORTA UGGELLO | DUESEHALTER KOERPER | NOOZLE HOLDER BODY | BOITIER PORTE GLICEUR | CUERPO PORTA TOBERA | PZ | 13
97461108 |  | CORPO COLLETT. ASPIRAZ. | LUFTANSAUGKRUEMMER KORPER | PNEUM.SUCT.MANIFOLD BODY | BOITIER COLLECT.ASP.PNEUM. | CUERPO COLEC ASP | PZ | 22.5
97461109 |  | ASS. LEVA INTERRUTTORE | HELF. SCHALTERHEBEL | SWITCH LEVER ASSEMBLY | GR. LEVIER INTERRUPTEUR | GR PALANCA INTERRUPTOR | PZ | 6.7
97461110 |  | MANIGLIA LAMPADA VENUS BASIC | VENUS BASIC LAMPEGRIFF | VENUS BASIC LIGHT HANDLE | POIGNEE LAMPE VENUS BASIC | AGARRADERA LÁMPARA VENUS BASIC | PZ | 16.5
97461112 |  | TAPPO MANIGLIA | GRIFFSTOPPEN | HANDLE PLUG | BOUCHON POIGNE | TAPÓN AGARRADERA | PZ | 4.6
97461113 |  | TAPPO INTERRUTTORE | VERSCHL. SCHALTER | SWITCH PLUG | BOUCHON INTERRUPTEUR | TAPÓN INTERRUPTOR | PZ | 3.2
97461114 |  | INTERFACCIA ARCHETTO | BUEGELUEBERGANGSFLAECHE | BOW INTERFACE | INTERFACE ARC | INTERFAZ ARCO PORTAFR | PZ | 13
97461127 |  | BICCHIERE PARASPRUZZI | MUNDGLASFÜLLUNG SPRITZSCHUTZ | SPLASH GUARD CUP | PARE-JETS | VASO ANTISALPICADURAS | PZ | 12
97461130 |  | ASS. FONTANELLA BICCHIERE | TRINKGLASFUELLER | CUP AND BOWL FILL UNIT | ENS. JET DE VERRE | GR FUENTE VASO | PZ | 43
97461135 |  | SUPPORTO BICCHIERE | GLASHELTERUNG | CUP SUPPORT | SUPPORT VERRE | SOPORTE VASO | PZ | 33.5
97461136 |  | ATTACCO BACINELLA | SPEISCHALE-HALETERUNG | CUSPIDOR BOWL CONNECT | CONNEX CRACHOIR | JUNTURA ESCUPIDERA | PZ | 6
97461137 |  | SCARICO CORPO BACINELLA | SPEISCHALE ABLADUNG | CUSPIDOR BOWL DRAIN | SYST. EVACUATION CRACHOIR | DESCARGO ESCUPIDERA | PZ | 6.5
97461144 |  | RUOTA DENTATA Z94 | ZAHNRAD Z94 | TOOTHED WHEEL Z94 | ROUE DENTÉE Z94 | RUEDA DENTADA Z94 | PZ | 3.8
97461145 |  | CARTER BRACCIO PANTOGR. TAV. | HELF.TABL.PANT.ARM HAUBE | ASS.TABLE PANT.ARM COVER | CARTER BRAS PANT.TABL.ASS. | CÁRTER BRAZO PANTÓGR BAND | PZ | 45
97461152 |  | COFANO BINARIO | GLEIS-HAUBE | TRACK COVER | CACHE COULISSE | CÁRTER CARRIL | PZ | 28.5
97461155 |  | PATTINO SCORRIM. LEVA | HEBEL GLEITUNG FUEHRUNG | LEVER SLIDING BLOCK | GUIDE GLISSEMENT LEVIER | PATÍN DESPLAZ PALANCA | PZ | 18.5
97461156 |  | COFANO INF. BRACCIO ORRIZZ. | HORIZ. ARM UNTERHAUBE | HORIZ. ARM LOWER COVER | CARTER INFER.BRAS HORIZONTAL | CÁRTER INF. BRAZO HORIZ. | PZ | 50
97461159 |  | ASS. SUPP VASSOIO PORTATRAY | TRAYTRAG.TABL.HALTERUNG KIT | TRAYHOLD.PLATE SUPPORT KIT | ENS.SUPPORT PLATEAU PORTETRAY | CONJUNTO SOPORTE BANDEJA PORTA | PZ | 49
97461161 |  | CARTER SEGGIOLINO MEDICO | VERKLEID. ARBEITSSTUHL ARZT | DENTIST SEAT COVER | CARTER TABOURET PRATICIEN | CÁRTER ASIENTO MÉDICO | PZ | 20
97461175 |  | SUPPORTO MOTORE POT.TRO | MOTORHALTER TRO | POWER TRO MOTOR SUPPORT | SUPPORT MOTEUR PUISS. TRO | SUPORTE MOTOR POT. TRO | PZ | 3
97461176 |  | PROT.NE MOTORE BACINELLA | SPEISCHALE-MOTORSCHUTZ | CUSP. BOWL MOTOR PROTECTION | PROTECT. MOTEUR CRACHOIR | POTECC. MOTOR ESCUPIDERA | PZ | 2.3
97461177 |  | DISTANZIALE APPOGGIO SPORT. | TUERHEBEL DISTANZSCHEIBE | DOOR SUPPORT SPACER | ENTRETOISE SUPPORT PORTE | DISTANCIADOR PALANCA PUERTA | PZ | 2.3
97461188 |  | BICCHIERINO TERMINALE GRAND | ENDSTUECK BECHER GROSS | BIG CANULA SUPPORT TERMINAL | SUPPORT CANNULE GRAND FORMAT | CONEXION CANULA GRANDE | PZ | 4.9
97461189 |  | BICCHIERINO TERMINALE PICC | ENDSTUECK BECHER KLEIN | SMALL CANULA SUPPORT TERMINAL | SUPPORT CANULE PETIT FORMAT | CONEXION CANULA PEQUENA | PZ | 1.8
97461191 |  | ASS. VALVOLA VNR TUBO 1,6X3,2 | RUCKSCHL.V. GR. ROHR 1,6X3,2 | N.R.VALVE GR FOR HOSE 1,6X3,2 | GR.VALVE ANTI-RET. TUY 1,6X3,2 | CONJ. VALVULA VNR TYBO 1,6X3,2 | PZ | 36
97461194 |  | ASS COFANO SUP. STERN | OBERE OBERE HAUBE STERN | UPPER COVER UNIT STERN | ENS. CACHE SUP STERN | GR CUBIERTA SUP STERN | PZ | 137
97461196 |  | ASS. FARETRA STERN | INSTRUMTRAEGER STERN | HANDPIECE HOLDER STERN | ENS. CARQUOIS STERN | GR FUNDA STERN | PZ | 30.5
97461201 |  | ASS COFANO SUP.INTERNAT. | INTERN.OBER GEHAEUSE KIT | INTERN.UPPER COVER KIT | ENS.CARTER SUP.INTERN. | CONJ. PUERTA SUP. INTERN. | PZ | 182
97461207 |  | PROTEZIONE SENSORE DI LIVELLO | FUELLSTANDSANZEIGE ABSTUETZUNG | LEVEL SENSOR PROTECTION | PROTEC. CAPTEUR DE NIVEAU | PROTEC. SENSOR DE NIVEL | PZ | 2.7
97461208 |  | ELEMENTO FERMA SCHEDA | PLATINESTELLER | BOARD-STOP ELEMENT | ELEMENT FERME PLATINE | ELEMENTO SUJECIÓN TARJETA | PZ | 13
97461209 |  | ELEMENTO DI FRIZIONE BIELLA | KUPPLUNGSELEMENT PLEUEL | CON ROD CLUTCH ELEMENT | ÉLÉMENT FRICTION BIELLE | ELEMENTO EMBRAGUE BIELA | PZ | 11.5
97461215 |  | BASETTA PORTA MICRO | GR. BEFEST MIKRO | MICROSWITCH CLAMP GR. | GR. FIXATION MICRO | BASE PORTA MICRO | PZ | 4.3
97461216 |  | TAPPO FORO PER PORTA TRAY | TRAYTRAEGER LOCH STOPFEN | TRAY HOLDER HOLE PLUG | CARTER TROU POUR PORTETRAY | TAPÓN ORIF PARA PORTATRAY | PZ | 40.5
97461217 |  | RACCORDO Y 16/18 | ANSCHLUSS Y 16/18 | CONNECTOR Y 16/18 | RACCORD Y 16/18 | CONEXIÓN Y 16/18 | PZ | 16
97461218 |  | TAPPO PER FORO CORDONI | STOPFEN SCHLAEUCHELOCH | CAP HANDP TUBINGS HOLE | BOUCHON TROU CORDONS | TAPÓN PARA ORIFICIO MANGUERAS | PZ | 5.5
97461219 |  | MODULO PERIFERICO SUPERIORE | OBER- AUSSENMODUL | SUPER PERIPHER MODULE | MODULE PERIPHER SUPER | MÓDULO PERIFÉRICO SUPERIOR | PZ | 108
97461220 |  | MODULO PERIFERICO INFERIORE | UNTER- AUSSENMODUL | LOWER PERIPHER MODULE | MODULE PERIPHER INFER | MÓDULO PERIFÉRICO INFERIOR | PZ | 39.5
97461221 |  | SEDE GRANDE TAV. ASSISTENTE | HELF.TISCH GROSSE SITZ | ASSIST.TABLE BIG SEAT | GRAND SUPPORT TABLETTE ASS. | SEDE GRANDE BANDEJ. ASS. | PZ | 6.1
97461222 |  | SEDE PICCOLA TAV. ASSISTENTE | KLEIN SITZ HELFERELEM | SMALL SEAT ASSIST MODULE | SIEGE PETITE MODULE ASSIST | ASIENTO PEQUENO CONSOLA AUXIL | PZ | 18
97461224 |  | MANIGLIA | HANDGRIFF | HANDLE | POIGNEE | MANILLA | PZ | 76.5
97461226 |  | FORCHETTA FISS. RACCORDI | GABEL BEFEST. ANSCHLUSS | FORK FIXING H.FITTINGS | FOURCH. FIX RACCORD | HORQUILLA FIJ CONEXIONES | PZ | 4.7
97461227 |  | FORCHETTA FISS. RACCORDI | GABEL BEFEST. ANSCHLUSS | FORK FIXING H.FITTINGS | FOURCHETTE FIX. RACCORD | HORQUILLA FIJ CONEXIONES | PZ | 4.1
97461228 |  | ASS. BLOCCHETTO INGRESSO | EINGANGBLOCK | KIT INPUT BLOCK | ENS. BLOC ENTREE | CONJUNTO DE ENTRADA | PZ | 25.5
97461230 |  | ASS. VALVOLA VNR TUBO 3X5 | RUCKSCHLAG.VENT.GR ROHR 3X5 | N.R.VALVE GR FOR HOSE 3X5 | GR.VALVE ANTIRETOUR TUYAU 3X5 | CONJUNTO VALVULA VNR TUBO 3X5 | PZ | 34
97461241 |  | TAPPO D=110 | STOPFEN D=110 | CAP D=110 | BOUCHON D=110 | TAPÓN D=110 | PZ | 10.5
97461242 |  | TAPPO=110 APP. LAMPADA | STOPFEN = 110 | CAP = 110 | BOUCHON = 110 | TAPON = 110 | PZ | 6.5
97461244 |  | TAPPO RETT. 80X16 | RECHTECKSTOPFEN 80X16 | RECTANGULAR CAP 80X16 | BOUCHON RECTANG.80X16 | TAPÓN RECT 80X16 | PZ | 14
97461245 |  | ELEMENTO DI FISS. ESTRUSO | KALTPRESS VERBINDSSELEMENT | EXTRUDED FIXING ELEMENT | ELEM. EXTRUDE' DE FIXATION | ELEMENTO DE FIJ ESTRUIDO | PZ | 14
97461246 |  | TAPPO POSTERIORE | HINTERSTOPFEN | POSTER CAP | BOUCHON POSTER | TAPON POSTER | PZ | 34.5
97461247 |  | ELEMENTO DI FISSAGGIO MICRO | SICHER.MIKROHALTER SPEISCHALE | SAFE.MICRO SUPPORT CUSP.BOWL | SUPPORT MICRO SURETE CRACHOIR | SOP MICRO SEG ESCUPIDERA | PZ | 9
97461248 |  | ASS.CARTER SOTTO SED. CAR | [S2]ABDECK.GR UNTER SITZG. | [S2]CVRS SET UNDER. SEAT | [S2] GR. CARTER SOUS SIÈGE | [S2]CONJ CÁR BAJO ASIENTO | PZ | 203
97461250 |  | COFANO BRACCIO CART | GLEITSCHIEN-GEHAUSE | CART ARM COVER | CARTER BRAS CART A DEPL.PAR | CÁRTER BRAZO CART | PZ | 51
97461251 |  | TAPPO COLONNA CART | GLEITSCHSAUELE-STOPPEN | CART COLUMN CAP | BOUCHON COLONNE CART | TAPÓN COLUMNA CÁRT | PZ | 98.5
97461252 |  | ASS. CARTER SOTTO SEDILE | SITZ-UNTERSCHALE | LOWER SEAT HOUSING | CARTER INFER. SIEGE | CARTER INFER. ASIENTO | PZ | 155
97461255 |  | VASCHETTA DISINFEZIONE | DESINFEKTIONSBECKEN | DISINFECTION BOWL | BOL DESINFECTION | DEPOSITO DESINFECCION | PZ | 19.5
97461259 |  | SOSTEGNO MICRO | MIKROHALTER | MICROCL. SUPPORT | ASSIST MICRO | SOPORTE MICRO | PZ | 36
97461260 |  | CURSORE MICRO | MIKRO-LAEUFER | MICROCL SLIDER | CURSEUR MICRO | CURSOR MICRO | PZ | 35.5
97461262 |  | STAFFA | HALTE | BRACKET | BRIDE | SOPORTE | PZ | 7.9
97461268 |  | SERBATOIO H20 DIST | DESTILL.WASSER-BEHAELTER | DISTILLED WATER TANK | RESERVOIR EAU DISTILLEE | DEPOSITO AGUA DESTILADA | PZ | 75
97461277 |  | SPORTELLO BATTERIE PALMARE | KLAPPE BATTERIEN PALMTOP | HANDELD BATTERIES DOOR | PORTE BATTERIES ORDINAT. DE P. | PUERTA BATERÍAS DISP.MANO | PZ | 4
97461288 |  | TAPPO COPRIFORO CENTRALINA | LOCHDECKEL VERMITTLUNGSSTELLE | STAT.BUTTONHOLE COV.CARTER | CARTER CACHE CENTRALE | TAPON CUBREAGUJEROS CENTRALINA | PZ | 5
97461289 |  | TAPPO COPRIFORO PERNO | LOCHDECKEL BOLZEN | WALL PLATE CLATERAL CARTER | CARTER COUV. PIVOT PLAQUE MUR | TAPON CUBREAGUJEROS PERNO | PZ | 4.9
97461290 |  | SUPPORTO INTERUTTORE CENTR. | SCHALTERHALTER VERMTL.STELLE | MAIN SWITCH SUPPORT | SUPPORT INTERR. CENTRALE | SOPORTE INTERR. CENTRALINA | PZ | 4.4
97461291 |  | ASS. COFANO CENTRALINA RX | EINH. HAUBE VERMITL.STELLE RX | CONTROL UNIT RX COVER KIT | ENS. COFFRE UNITE DE CONTR. EL | CONJUNTO CAPO CENTRALINA RX | PZ | 149
97461293 |  | PERNO BLOCCAGGIO PORTATRAY | TRAY-HALTER BLOCKIER.BOLZEN | TRAY HOLDER BLOCKING PIN | PIVOT BLOCAGE PORTE-TRAY | PERNO BLOQUEO PORTATRAY | PZ | 39.5
97461295 |  | SCATOLA SUPP. SCH.IDR. (V0) | KASTEN HALTER WE-PLATINE (VO) | HYDR. BOARD SUPP. BOX (V0) | BOITE SUPP. PLATINE HYDR. (V0) | CAJA SUPP. CIRCUITO HIDR. (V0) | PZ | 26.5
97461296 |  | CHIUSURA SUPP.SCH.IDR. (V0) | ARREST WE-PLATINENHALTER | HYDR. BOARD SUPP. CLOSURE (V0) | FERMETURE SUPP. PLATINE HYDR | CIERRE SUPP.CIRC. HIDRICO (V0) | PZ | 12
97461299 |  | COFANO VENTILATORE (V0) | LUEFTERHAUBE | BLOWER COVER (V0) | CAPOT VENTILATEUR (V0) | CAPO' VENTILADOR | PZ | 11.5
97461301 |  | CORPO POST. LAMPADA (V0) | KÖRPER HINT. LAMPE (V0) | (V0) LAMP BACK BODY | CORPS ARR. LAMPE (V0) | CUERPO TRAS. LÁMPARA (V0) | PZ | 21
97461309 |  | COFANO DESTRO ATT. TESTATA | RECHTE HAUBE KOPFTEILANSATZ | RIGHT CARTER RX-DC HEAD ATT. | CARTER DROIT CONN. TETE RX-DC | CAPO DERECHO ATAQUE CABEZAL | PZ | 3.5
97461310 |  | COFANO SINISTRO ATT. TESTATA | LINKE HAUBE KOPFTEILANSATZ | LEFT CARTER RX-DC HEAD ATTACH | CARTER GAUCHE CONN. TETE DC | CAPO IZQUIERDO ATAQUE CABEZAL | PZ | 3.5
97461311 |  | COFANO SUPERIORE TESTATA | OBERE HAUBE KOPFTEIL | UPPER CARTER RX-DC HEAD | CARTER SUP. CULASSE RX-DC | CAPO SUPERIOR CABEZAL | PZ | 126
97461312 |  | ASS. COFANO INF. TESTATA RX DC | UNTERE HAUBE KOPFTEIL | LOWER CARTER RX-DC HEAD KIT | ENS. CARTER INF. CULASSE RX-DC | CAPO INFEERIOR CABEZAL | PZ | 124
97461316 |  | SUPPORTO ATTUATORE TESTATA | HALTER AKTUATOR KOPFTEIL | HEAD ACTUATOR SUPPORT | SUPPORT ACTIONNEUR TETE | SOPORTE ACTUADOR CABEZA | PZ | 15.5
97461317 |  | FLANGIA CHIUSURA TESTATA | FLANSCH DICHTUNG KOPFTEIL | RX-DC HEAD LOCKING RING | BRIDE FERMETURE TETE RX-DC | BRIDA JUNTA CABEZAL | PZ | 16.5
97461318 |  | COFANO STELO TESTATA DC | HAUBE FUER STIEL D. KOPFTEILS | CARTER STEM RX-DC HEAD | CARTER TIGE CULASSE RX-DC | CAPO PARA EL PALO DEL CABEZAL | PZ | 4.5
97461319 |  | COFANO STELO TESTATA DC | HAUBE FUER D.STIEL D.KOPFTEILS | CARTER STEM RX-DC HEAD | CARTER TIGE CULASSE RX-DC | CAPO PARA EL PALO DEL CABEZAL | PZ | 4.5
97461325 |  | ASS. SUPP BACCHETTE E SCHEDE | ZUSAMHALER HEBEL GRUPPE | SUPPORT UNIT LEVER BOARD | ENS SUPP FOUET PLATINE | GR SOPORTE VARILLAS Y TARJETAS | PZ | 31
97461326 |  | SUPPORTO SETTORE DENTATO | ZAHNSEGMENTHALTER | TOOTHED SECTOR SUPPORT | SUPPORT SECTEUR DENTÉ | SOPORTE SECTOR DENTADO | PZ | 2.2
97461329 |  | TAPPO NON APPL.STRUM.INTERN. | STOPFEL FUER INTERN.INSTRUM. | PLUG FOR UNUSED INT.INSTRUM. | CACHE INSTRUM. INT NON UTILISE | TAPON INSTRUM. INTERN.NO UTIL. | PZ | 12
97461338 |  | SUPPORTO LOGO | LOGO-TRAEGERPLATTE | LOGO SUPPORT | SUPPORT LOGO | SOPORTE LOGO | PZ | 12.5
97461343 |  | INTERFACCIA DX COFANO ALLACC | RECHTS-INTERFACE BEDECK-ANSCHL | RIGHT INTERFACE CONNEC BOX COW | INTERFAC DROITE BONN CAISS CON | INTERFAZ DEREC CAPO CAJA ENLAC | PZ | 6.4
97461344 |  | INTERFACCIA SX COFANO ALLACC | LINKS-INTERFACE BEDECK-ANSCHLK | LEFT INTERFACE CONNEC BOX COWL | INTERF GAUCHE BONN CAISS CO | INTERFAZ IZQ. CAPO CAJA ENLACE | PZ | 6.3
97461348 |  | ASS. COFANO CASS. ALLACCIAM | GEHÄUSE DES ANSCHLUSSKASTENS | CONNECTION BOX COVER | CARTER BOÎTE AU SOL | CÁRTER CAJA DE CONEXIONES | PZ | 236
97461353 |  | ASS COFANO TAV. STERN (V0) | GEHÄUSEGR. HELF. STERN (V0) | MOD COVER SET STERN (V0) | GR. CARTER TABL. STERN (V0) | CONJ CAR BANDEJA STERN (V0) | PZ | 77
97461357 |  | ASS COFANO SUP.INTERNAT(V0) | OB. GEHÄUSEGR. INTERNAT(V0) | SUP COVER SET INTERN (V0) | GR. CARTER SUP.INTERN.(V0) | CONJ CAR SUP INT (V0) | PZ | 97
97461358 |  | ASS. FARETRA STERN (V0) | INSTRUM-ABLAGE STERN (V0) | HP HOLDER SET STERN (V0) | GR. CARQUOIS STERN (V0) | CONJ FUNDA STERN (V0) | PZ | 63.5
97461366 |  | TAPPO FORO PORTA TRAY (V0) | BOHRUNGSVERSCHLUSS TRAYTAB. | TRAY HOLDER HOLE PLUG (V0) | BOUCH.TROU PORTE-TRAY (V0) | TAPÓN ORIF PORTA TRAY (V0) | PZ | 42
97461367 |  | ASS. FARETRA STRUM.INT (V0) | INSTRUMENTENABLAGE INT (V0) | STRUM. HP HOLDER INT (V0) | GR. CARQUOIS INSTR. INT(V0) | CONJ FUNDA INSTR INT (V0) | PZ | 70
97461370 |  | SUPPORTO SOTTOSEDILE | SUPPORTO SOTTO SITZ | SUPPORTO SOTTOSEAT | SUPPORTO SOTTOASSISE | SUPPORTO SOTTOASIENTO | PZ | 2.8
97461373 |  | LEVA SUPERIORE MORSA | OBERER HEBEL SPANNVOR. | GRIP SUPERIOR LEVER | LEVIER SUPERIEUR MORSE | PALANCA SUPERIOR MORDAZA | PZ | 103
97461374 |  | LEVA INFERIORE | UNTERER HEBEL | INFERIOR LEVER | LEVIER INFERIEUR | PALANCA INFERIOR | PZ | 49
97461379 |  | CORPO PORTA MAGNETE PER | MAGNETFASSUNG FÜR | MOBILE COVER MAGNET LOCATION | CORPS PORTE-AIMANT POUR | CUERPO PORTA-IMÁN PARA | PZ | 8.4
97461380 |  | INNESTO COFANI LAT. | EINSATZ SEITL. HAUBEN | SIDE COVER GRAFT | RACCORD CAPOTS LAT. | UNIÓN CÁRTERES LAT. | PZ | 5.4
97461387 |  | MEMBRANA INTERRUTTORE | SCHALTERABDECKUNG | SWITCH MEMBRANE | MEMBRANE INTERRUPTEUR | MEMBRANA INTERRUPTOR | PZ | 9.2
97461389 |  | ASS. SERBATOIO OLIO | OEL-TANKGR | OIL TANK ASSEMBLY | ASS. RESERVOIR HUILE | CONJUN DEPOSITO ACEITE | PZ | 24.5
97461392 |  | PIGNONE Z=22 | TRIEBRAD Z=22 | PINION Z=22 | PIGNON Z=22 | PIÑON Z=22 | PZ | 11.5
97461393 |  | SETTORE DENTATO | ZAHNSEGMENT | DENTED SECTOR | SECTEUR DENTELE | SECTOR DENTADO | PZ | 22.5
97461404 |  | ASS. BASE COMANDO A PIEDE | FUSSSCHALTUNG BASISGR | FOOTCONTROL BASE ASSEMBLY | ASS. BASE COMMANDE A PIED | CONJ BASE MANDO PIE | PZ | 60
97461406 |  | MANIGLIA PEDALE | FUSSBETRIEBE-HANDGRIFF | FOOT CONTROL HANDLE | POIGNEE PEDALE | MANIJA PEDAL | PZ | 43.5
97461408 |  | ASS. SUPP. MAGNETI PEDANA | MAGNETHALTERGR. BODENPL. | CHAIR MAGNETS SUPP. SET. | GR.SUPP.AIMANTS PLAQUE/BASE | CONJ SOP MAGNETOS PLATAF | PZ | 15
97461411 |  | ASS. PULSANTE LATERALE | SEITENKNOPF-GR | SIDE BUTTON ASSEMBLY | ASS. TOUCHE LATERALE | CONJUN BOTONERA LATERAL | PZ | 14
97461413 |  | COFANO PRIMO BRACCIO | HAUBE ERSTER ARM | FIRST ARM COVER | CAPOT PREMIER BRAS | CÁRTER PRIMER BRAZO | PZ | 22.5
97461414 |  | COFANO SECONDO BRACCIO | ABDECKUNG ZWEITER ARM | SECOND ARM COVER | CARTER DEUXIÈME BRAS | CUBIERTA SEGUNDO BRAZO | PZ | 24
97461415 |  | CALOTTA PULSANTE | KALOTTE DRUCKKNOPF | BUTTON CAP | COUVERCLE TOUCHE | CASQUILLO BOTONERA | PZ | 8.5
97461416 |  | CALOTTA AZIONATORE | KALOTTE STELLGLIED | ACTUATOR SCREEN | CALOTTE ACTIONNEUR | TAPA ACCIONADOR | PZ | 14.5
97461422 |  | ADATTATORE DISINFEZ.SIRINGA | SPRITZDESINFEKT. ADAPTER | SYRINGE DISINFECT ADAPTER | ADAPTATEUR DESINFECT SERINGUE | ADAPTADOR DESINFECC.JERINGA | PZ | 7.3
97461423 |  | GUIDA MOLLA | FUERHUNGSFEDER | SPRING GUIDE | GUIDE RESSORT | GUIA MUELLE | PZ | 1.1
97461424 |  | ARRESTO PEDANA | FUSSBANK-BLOCK | FOOTREST BLOCKING | BLOQUAGE REPOSE-PIEDS | BLOQUEA ESTRIBO | PZ | 3.9
97461426 |  | MOLLA BLOCCO COFANO MOBILE | KLEMMFEDER BEW.E HAUBE | MOVING CARTER STOPP SPRING | RESSORT BLOCAGE CAPOT MOBILE | MUELLE BLOQUEO CÁRTER MÓVIL | PZ | 25
97461432 |  | CARTER BOTTIGLIA | FLASCHE-SCHALE | BOTTLE HOUSING | CARTER BOUTEILLE | CARTER BOTELLA | PZ | 29
97461446 |  | SUPPORTO SICUREZZA BRACCIO | HALTER SICHERHEITSVORR. ARM | ARM SAFETY DEV SUPPORT | SUPPORT SÉCURITÉ BRAS | SOPORTE SEGURIDAD BRAZO | PZ | 8.6
97461448 |  | RISCONTRO MOLLA BLOCCO COFAN | ANSCHLAG HAUBENSPERRFEDER | CONTACT RING FOR COVER SPRING | BUTÉE RESSORT BLOCAGE CAPOT | TOPE MUELLE BLOQUEO CÁRTER | PZ | 4.5
97461449 |  | SUPPORTO MOLLA | FEDERHALTER | SPRING SUPPORT | SUPPORT RESSORT | SOPORTE MUELLE | PZ | 4.3
97461464 |  | TAPPO SERBATOIO H2O2 | H2O2-BEHAELTER-STOPFEN | H2O2 TANK CAP | BOUCHON RESERVOIR H202 | TAPON DEPOSITO H202 | PZ | 3.4
97461465 |  | SUPPORTO TUBO | SCHLAUCHHALTER | TUBE SUPPORT | SUPPORT TUYAU | SOPORTE BANDEJA | PZ | 1.6
97461468 |  | TAPPO D=30 GRIGIO | GRAUEN STOPFEN D=30 | GREY CAP D=30 | BOUCHON GRIS D=30 | TAPON GRIS D=30 | PZ | 2.2
97461469 |  | ROND. FINECORSA BRACCIO | SCHEIBE ARM-ENDSCHALTER | ARM LIMIT SWITCH WASHER | ROND. FIN DE COURSE BRAS | ARAND FIN CARRERA BRAZO | PZ | 21.5
97461470 |  | TAPPO TAVOLETTA MEDICO | VERSCHLUSS INSTRUMENTENTRÄGER | DENTIST'S MODULE PLUG | BOUCHON TABLETTE PRATICIEN | TAPÓN BANDEJA DOCTOR | PZ | 14.5
97461472 |  | PROTEZIONE SCHEDA POLTRONA | STUHLSCHUTZ-PLATINE | CHAIR BOARD PROTECTION | PLATINE PROTECT. FAUTEUIL | TARJETA PROTECC. SILLON | PZ | 3.5
97461474 |  | COFANO CASS. RX A RIUNITO | HAUBE RX-GEH. AN BEH.EINH. | RX BOX COWL TO UNIT | CAPOT BOITE RX A L'UNIT | CAPOT CAJA RX AL EQUIPO | PZ | 64
97461479 |  | ASS. SERBATOIO H202 | H2O2-BEHAELTER-SATZ | H2O2 TANK ASSEMBLY | ENSEMBLE RESERVOIR H202 | CONJUNTO DEPOSITO H202 | PZ | 18
97461480 |  | ASS. SERBATOIO DISINF. | DESINFEKTION BEHAELTER | DISINFECTION TANK ASSEMBLY | ASS. RESERVOIR DESINFECTION | ASS. DEPOSITO DESINFECCION | PZ | 15
97461493 |  | ASS. PATTINO SCORRIM.COLONNA | EINH. SÄULENGLEITSCHIENE | SLIDING COLUMN SKID GROUP | ENS. PATIN GLISS.COLONNE | CONJ. PATÍN DESLIZAM.COLUMNA | PZ | 7.8
97461495 |  | RACCORDO BACINELLA | VERBINDUNGSSTÜCK SPEISCHALE | CUSPID. BOWL COUPLING | RACCORD CRACHOIR | CONEXIÓN ESCUPIDERA | PZ | 3.4
97461505 |  | BIELLA BASCULAM. CARTER INF. | SWINGPLEUELSTANGE UNTERE ABDEC | LOWER CARTER TILTING ROD | BIELLE BUSCUL. CARTER INFER. | VARILLA BASCULA CARTER INFER. | PZ | 2.6
97461511 |  | SPORTELLO COPRI FILTRI | KLAPPE FILTERGEHÄUSE | DOOR TO COVER FILTERS | PORTE CACHE-FILTRES | PUERTA CUBRE-FILTROS | PZ | 70
97461512 |  | SUPPORTO MONITOR | MONITOR-HALTER | MONITOR SUPPORT | SUPPORT POUR ECRAN | SOPORTE MONITOR | PZ | 24
97461514 |  | SUPPORTO SX MONITOR | LINKS MONITOR-HALTER | LEFT MONITOR SUPPORT | SUPPORT ECRAN COTE GAUCHE | SOPORTE IZQ MONITOR | PZ | 9.8
97461515 |  | SUPPORTO DX MONITOR | RECHTS MONITOR-HALTER | RIGHT MONITOR SUPPORT | SUPPORT ECRAN COTE DROIT | SOPORTE DRCHO MONITOR | PZ | 9.6
97461516 |  | ROND D35,5X8,2 S1,25 | SCHEIBE D3,5X8,2 S1,25 | WASHER D3,5X8,2 S1,25 | RONDELLE D3,5X8,2 S1,25 | ARANDELA D3,5X8,2 S1,25 | PZ | 1.2
97461517 |  | ROND D55X35,3 S2 | SCHEIBE D55X35,3 S2 | WASHER D55X35,3 S2 | RONDELLE D55X35,3 S2 | ARANDELA D55X35,3 S2 | PZ | 1.9
97461518 |  | ASS. MANIGLIA CONSOLLE TAV. | TABLETTE-KONSOLE HANDGRIFF | MODULE CONSOLE HANDLE | POIGNEE CONSOLE MODULE | MANIJA CONSOLA | PZ | 102
97461521 |  | COPERCHIO MANIGLIA CONSOLLE | TABLETTE-KONSOLE DECKEL | CONSOLE HANDLE COVER | COUVERCLE POIGNEE CONSOLE | TAPA MANIJA CONSOLA | PZ | 6.7
97461525 |  | ASS. PIEDINO M10 | GR. FUSS M10 | M10 FOOT GROUP | ENS. PETIT PIED M10 | GR PIE M10 | PZ | 4.9
97461528 |  | ASS. COFANO FISSO TESTATA RX | FESTHAUBEGR KOPF RX | FIX COWL ASSEMBLY FOR RX HEAD | ENS. COUVERCLE FIXE TETE RX | GR CAPO' FIJO CULATA RX | PZ | 67.5
97461529 |  | ASS. COFANO MOBILE TEST. RX | BEWEGL HAUBEGR RX KOPF | RX MOBILE TEST COWL ASSEMBLY | ENS. COUVERCLE TEST RX MOBILE | GR CAPO' MOVIBLE CULATA RX | PZ | 58.5
97461533 |  | SUPP INTERNO TEST. RX DC XT | INNENHALTER KOPF RX DC XT | XR DC XT HEAD INT SUPP | SUPP INT. TÊTE RX DC XT | SOP INT CABEZAL RX DC XT | PZ | 21.5
97461534 |  | COFANO PARA CALORE 2008 | WÄRMESCHUTZHAUBE | HEAT PROTECT COWL | CAPOT PROTECT. CHALEUR 2008 | CAPO' PROTECC. CALOR | PZ | 14
97461535 |  | CARTER INFERIORE POLTR. | UNTERGEHAEUSE STUHL | CHAIR INFERIOR CARTER | CARTER INFERIEUR FAUTEUIL | CARTER INFER SILLON | PZ | 130
97461542 |  | ASS. CARTER SOTTOSEDILE SX | LINKS GEHAEUSEGR UNTERSITZ | UNDERSEAT LEFT CARTER ASSEMB. | ASS. CARTER GAUCHE SOUS SIEGE | CONJ CARTER BAJO ASIENTO IZQDO | PZ | 76.5
97461544 |  | ASS. CARTER SOTTOSEDILE DX | RECHTS UNTERSTUHLGEHAEUSE | R_CARTER ASBLY UNDER SEAT | ASS. CARTER SOUS SIEGE DROIT | CARTER BAJO SILLON DRCHO | PZ | 78.5
97461551 |  | SUPPORTO GRUPPO CAVI | KABELS-TRAEGERPLATTE | CABLE GR. SUPPORT | SUPPORT GR. CABLE | SOPORTE CABLES | PZ | 5.7
97461568 |  | TAPPO RETT. 170X25 | VERSCHL. RECHTECK. 170X25 | RECT. CAP 170X25 | BOUCHON RECT. 170X25 | TAPÓN RECT. 170X25 | PZ | 14
97461580 |  | ASS. DISCO AVVOLGICAVO | KABELAUFWICKLUNGSKIT | KIT CORD STORAGE DEVICE | KIT ENROULEUR CORDON | KIT BOBINADOR CABLE | PZ | 44.5
97461585 |  | PLAFONIERA | DECKENLEUCHTE | CEILING LAMP | PLAFONIERE | LUNINARIA ADOSADA | PZ | 95
97461590 |  | PERNO DI BLOCCAGGIO | SPERRBOLZEN | BLOCKING PIVOT | PIVOT DE BLOCAGE | EJE DE BLOQUEO | PZ | 15.5
97461618 |  | COFANO PER ALLACC.ESISTENTI | EXISTIER. ANSCHLUSS KASTEN | EXISTING FASTENING COVER | CARTER POUR RACCORD. EXISTANT | CUBIERTA CONEXION EXISTENTE | PZ | 140
97461629 |  | TAPPO SERBATOIO H2O2 | H2O2 TANKESTOPFEN | H2O2 TANK CAP | BOUCHON RESERVOIR H2O2 | TAPON TANQUE H2O2 | PZ | 29
97461637 |  | ASS. CARTER TRIANGOLO | GR. DREIECKABDECKUNG | TRIANGLE COVER ASS. | GR. CARTER TRIANGLE | GR CÁRTER TRIÁNGULO | PZ | 196
97461654 |  | COPERTURA DX SNODO POST. | RECHTSABDECK HINTERGELENK | REAR PART RIGHT COVER | COUVERCLE DROIT PARTIE POST. | COBERTURA DRCHA ARTICUL POST | PZ | 52
97461655 |  | COPERTURA SX SNODO POST. | LINKSABDECK HINTERGELENK | REAR PART LEFT COVER | COUVERCLE GAUCHE PARTIE POST. | COBERTURA IZQU ARTICUL POST | PZ | 52
97461656 |  | COPERTURA DX SUPP. TAVOL. | RECHTSABDECK ELEM-HALTER | TRAY HOLDER RIGHT COVER | COUVERCLE DROIT SUPP. TABLETTE | COBERTURA DRCHA SOPORT BANDEJA | PZ | 70
97461657 |  | COPERTURA SX SUPP. TAVOL. | LINKSABDECK ELEM-HALTER | TRAY HOLDER RIGHT COVER | COUVERCLE DROIT SUPP.TABLETTE | COBERTURA IZQU SOPORT BANDEJA | PZ | 70
97461658 |  | COPERTURA DX BRACCIO PANT. | ABDECK. RE FEDERARM | RIGHT PANTOGR.ARM COVER | COUVERTURE DRTE BRAS PANT. | COBERTURA DCHA. BRAZO PANT. | PZ | 139
97461659 |  | COPERTURA SX BRACCIO PANT. | ABDECKUNG L. FEDERARM | PANT. ARM LH COVER | CARTER GAUCHE BRAS PANT. | COBERTURA IZDA BRAZO PANT | PZ | 122
97461668 |  | ASS. POMELLO SERRAGGIO | EINH. SPANNKNAUF | FASTENING KNOB GROUP | ENS. POIGNÉE SERRAGE | CONJ. POMO APRIETE | PZ | 41.5
97461693 |  | COPERTURA BRACCIOLO | ARMLEHNE-DECKEL | ARMREST COVER | REVETEMENT ACCOUDOIR | COBERTURA BRAZO | PZ | 132
97461799 |  | CARTER POMPA PERISTALTICA | ABD. PERISTALTIKPUMPE | PERISTALTIC PUMP CARTER | CARTER POMPE PERIST. | CARTER BOMBA PERISTALTICA | PZ | 46.5
97461805 |  | TAPPO SNODO BACCHETTA | ABDECK STABGELENK | STICK JUNCTION COVER | CACHE ANGLE FOUET | COBERTURA ARTICUL BAQUETA | PZ | 30
97461806 |  | SNODO FISSO BACCHETTA | GELENK FEST. SCHIENE | FIXED JOINT FOR NSTRUMENT ARM | ARTICULATION FIXE TIGE RÉTR. | ARTICULACIÓN FIJA PALANCA | PZ | 45
97461807 |  | SNODO MOBILE BACCHETTA | BEWEGL STABGELENK | STICK MOBILE JUNCTION | ANGLE MOBILE FOUET | ARTICULAC MOVIBLE BAQUETA | PZ | 45
97461808 |  | ADATTATORE SEDE 6 STRUM. | ADAPTER 6. INSTRUM-SITZ | 6TH INSTRUMENT ADAPTER ROOM | ADAPTEUR 6EME INSTRUMENT | ADAPTADOR ASIENTO 6 INSTRUM | PZ | 70.5
97461823 |  | ASS. CARTER TRIANGOLO | DREIECKE-GEHAEUSEGR | TRIANGLE CARTER ASSEMBLY | ASS. CARTER TRIANGLE | CONJ CARTER TRIANGULO | PZ | 139
97461825 |  | CLIP TUBI ASPIRAZ. | KLIP SAEUGERUNGSROHRE | SUCTION TUBES CLIP | CLIP TUBES ASPIRATION | CLIP MANGUERAS ASPIRAC | PZ | 12.5
97461828 |  | SNODO ASSE Z | GELENK Z-ACHSE | Z AXIS JOINT | ARTICULATION AXE Z | ARTICULACIÓN EJE Z | PZ | 8
97461829 |  | COFANO SNODO ASSE Z | HAUBE GELENK Z-ACHSE | AX Z HUB COVER | CAPOT ARTICULATION AXE Z | CÁRTER ARTICULACIÓN EJE Z | PZ | 6.5
97461831 |  | COFANO POST. ARCHETTO | HINTERES GEHÄUSE BOGENSTÜCK | ARC REAR COVER | CARTER ARR. ARC | CUBIERTA TRAS ARCO | PZ | 19.5
97461832 |  | COFANO PORTA GR ILLUMINANTE | TRAGGEHÄUSE BELEUCHTUNGSGR. | LIGHT GROUP HOLDER COWL | CAPOT SUPPORT GR. LUMIERE | CAPO SUPORTE GR. LUZ | PZ | 72
97461833 |  | COFANO ANTERIORE | VORDERES GEHÄUSE | FRONT CARTER | CAPOT AVANT | CAPO FRONTAL | PZ | 99.5
97461835 |  | GUSCIO MANIGLIA ASPORTABILE | HANDGRIFFSCHALE ENTFERNBAR | REMOVABLE HANDLE SHELL | COQUE POIGNEE AMOVIBLE | FUNDA POMO ASPORTABLE | PZ | 25.5
97461836 |  | SCHERMO PER SENSORE | SCHUTZ FÜR SENSOR | SENSOR SCREEN | ÉCRAN POUR CAPTEUR | PANTALLA PARA SENSOR | PZ | 13.5
97461837 |  | SQUADR. FISS. SENSORE | BEFESTIGUNGSWINKEL SENSOR | SENSOR FIXING BRACKET | ÉQUERRE FIX. CAPTEUR | ESCUAD FIJ SENSOR | PZ | 14.5
97461850 |  | CLIP FISS. RACCORDI | VERBINDUNGBEFESTIGUNGSKLAMMER | FITTINGS FIXING CLIP | CLIP DE FIXATION RACCORDS | CLIP DE FIXAJE JUNTOS | PZ | 1.1
97461851 |  | RACCORDO DIRITTO F TUBO D25 | RECHTS ANSCHLUSS F ROHR D25 | STRAIGHT CONNECT. F TUBE D25 | RACCORD DROIT TUBE F D25 | RACOR DERECHO F MANG D25 | PZ | 6.6
97461852 |  | RACCORDO DIRITTO M TUBO D25 | RECHTS ANSCHLUSS M ROHR D25 | STRAIGHT CONNECT. M. TUBE D25 | RACCORD DROIT TUBE M D25 | RACOR DERECHO M MANG D25 | PZ | 6.6
97461854 |  | RACCORDO DIRITTO M-F D25 | M-F D25 GERADE VERBINDUNG | M-F D25 STRAIGHT CONNECTION | RACCORD DROIT M-F D25 | RACOR RECTO M-F D25 | PZ | 3.1
97461855 |  | RACCORDO 90 M-F D25 | ANSCHLUSS 90 M-F D25 | COUPLING 90 M-F D25 | RACCORD 90 M-F D25 | CONEXIÓN 90 M-F D25 | PZ | 7.1
97461856 |  | RACCORDO 90 PROL. M-F D25 | ANSCHLUSS 90 VERLÄNG. M-W D25 | COUPLING 90 EXTENS.M-F D25 | RACCORD 90 RALL. M-F D25 | EMPALME 90 EXT. M-H D25 | PZ | 5.8
97461857 |  | RACCORDO 135 M-F D25 | ANSCHLUSS 135 M-F D25 | COUPLING 135 M-F D25 | RACCORD 135 M-F D25 | CONEXIÓN 135 M-F D25 | PZ | 5.8
97461858 |  | ADATTATORE ASPIRAZ. D23 | ABSAUGADAPTER D23 | D23 SUCTION ADAPTER | ADAPTATEUR ASPIRAZ. D23 | ADAPTADOR ASPIRAC. D23 | PZ | 3.2
97461859 |  | ADATTATORE ASPIRAZ. D16 | ABSAUGADAPTER D16 | D16 SUCTION ADAPTER | ADAPTATEUR ASPIRAZ. D16 | ADAPTADOR ASPIRAC. D16 | PZ | 3.3
97461860 |  | RACCORDO A T M-F-F D25 | ANSCHLUSS A T M-F-F D25 | A T M-F-F D25 CONNECTION | RACCORD A T M-F-F D25 | RACCOR A T M-F-F D25 | PZ | 18.5
97461861 |  | RACCORDO DIR. D25-D36 M | NIPPLUNG D25-D36M | DIR. D25-D36 M CONNECTION | RACCORD DIR. D25-D36 M | CONEXION DIR. D25-D36 | PZ | 3.8
97461864 |  | STAFFA FISS. CONVOGLIATORE | FOERDERER BEFESTIGUNGSBUEGEL | MANIFOLD FIX. BRACKET | BRIDE FIXAT. CONVOYER | SOPORTE FIJ TRANSPORTADOR | PZ | 4.4
97461867 |  | COPERTURA ANT. INF. SEDILE | COPERTURA ANT. INF. SITZ | FRONT/LOWER SEAT COVER | COPERTURA ANT. INF. ASSISE | COPERTURA ANT. INF. ASIENTO | PZ | 100
97461868 |  | COPERTURA POST. INF. SEDILE | COPERTURA POST. INF. SITZ | COPERTURA POST. INF. SEAT | COPERTURA POST. INF. ASSISE | COPERTURA POST. INF. ASIENTO | PZ | 100
97461872 |  | LEVA AZION. INCL. ANT. SED. | BETÄT.HEBEL NEIG. VORNE SITZ. | SEAT FRONT TILT. ACT. LEVER | LEVIER ACTIONN. INCL.AV. SIÈG. | PALANCA ACCION.INCL.DEL.ASIEN. | PZ | 54.5
97461873 |  | LEVA AZIONAM. MOLLA A GAS | BETÄTIGUNGSHEBEL GASFEDER | GAS SPRING ACTIV. LEVER | LEVIER ACTIONN. RESSORT À GAZ | PALANCA ACCION. MUELLE DE GAS | PZ | 38.5
97461874 |  | STAFFA LEVA MOLLA A GAS | BÜGEL GASFEDER | LEVER GAS SPRING BRACKET | BRIDE LEVIER RESSORT À GAZ | SOPORTE PALANCA MUELLE DE GAS | PZ | 5.2
97461875 |  | BOCCOLA PORTA MOLLA | FEDERAUFNAHMEBUCHSE | SPRING-HOLDER BUSHING | DOUILLE PORTE RESSORT | COJ. LLEVA MUELLE | PZ | 14.5
97461876 |  | CUNEO | KEIL | WEDGE | CALE | CUÑA | PZ | 15
97461877 |  | GUIDA ORIZZONT. SX | HORIZONTALE FÜHRUNG LINKS | LH HORIZ GUIDE | GUIDE HORIZ.GAUCHE | GUÍA HORIZ IZDA | PZ | 12
97461878 |  | COPERTURA INF. ORIZZ.SCHIEN | UNT. HORIZ. ABDECK. RÜCKENL. | BACKREST HORIZ LWR COVER | CARTER INF. HORIZ.DOSSIER | COBERTURA INF HORIZ RESPALDO | PZ | 54.5
97461879 |  | COPERTURA SUP. ORIZZ.SCHIEN | OB. HORIZ. ABDECK. RÜCKENLEHNE | BACKREST HORIZ UPP COVER | CARTER SUP. HORIZ.DOSSIER | COBERTURA SUP HORIZ RESPALDO | PZ | 52
97461880 |  | MANIGLIA SBLOCCO ORRIZZ. | LÖSEGRIFF HORIZ. | HORIZONTAL RELEASE HANDLE | POIGNÉE DÉBLOCAGE HORIZ. | ASA DESBLOQUEO HORIZ. | PZ | 75.5
97461881 |  | CARTER ANT. VERT. SCHIEN. | VERTIKAL-RL-DECKEL | BCKPNL VERT. FRONT COVER | CARTER ANT. VERT. DOSSIER | CÁRTER DELANTERO VERT RESPALDO | PZ | 40.5
97461882 |  | CARTER POST. VERT. SCHIEN. | VERTIKAL-RL-DECKEL HINTEN | BCKPNL VERT. REAR COVER | CARTER ARR. VERT.DOSSIER | CÁRTER TRAS VERT RESPALDO | PZ | 39.5
97461883 |  | GUIDA CON LABIRINTO | FÜHRUNG | LABYRINTH GUIDE | GUIDE AVEC LABYRINTHE | GUÍA CON LABERINTO | PZ | 67
97461884 |  | MECCANISMO DI SBLOCCO | LÖSUNGSGETRIEBE | UNBLOCK MECHANISM | SYSTEME DE DEBLOCAGE | SIST. DE DESBLOQUEO | PZ | 12.5
97461885 |  | COPERTURA POST. SCHIENALE | COPERTURA POST. R.LEHNE | COPERTURA POST. BACKREST | COPERTURA POST. DOSSIER | COPERTURA POST. RESPALDO | PZ | 95
97461888 |  | CUNEO PER MOLLA SCHIENALE | CUNEO PER MOLLA R.LEHNE | CUNEO PER MOLLA BACKREST | CUNEO PER MOLLA DOSSIER | CUNEO PER MOLLA RESPALDO | PZ | 22.5
97461889 |  | RINVIO LEVA MOLLA A GAS | HEBELVORGELEGE GASFEDER | RETURN LEVER SPRING GAS | RENVOI LEVIER RESSORT À GAZ | REENVÍO PALANCA MUELLE DE GAS | PZ | 7.6
97461890 |  | CHIUSURA INF. ARCHETTO | UNTERE BUEGELARRETIERUNG | ARC LWR CLOSURE | FERMETURE INF. ARC | CIERRE INF ARCO | PZ | 4.9
97461898 |  | FERMACAVO PEDALE WIRELESS | WIRELESS PEDAL KABELBEFESTIGUN | CABLE RET. WIRELESS FOOTCONTR. | SERRE CABLE PEDALE WIRELESS | FIJACABLE PEDALE WIRELESS | PZ | 2.9
97462032 |  | SUPPORTO LASER PIATTELLO | LASERHALTER TELLER | LASER PLATE SUPPORT | SUPPORT LASER DISQUE | SOPORTE LÁSER PLATILLO | PZ | 8.8
97462467 |  | TAPPO CHIUSURA PERNO | STIFT-VERSCHLUSSKAPPE | PIN CLOSING CAP | BOUCHON FERMETURE PIVOT | TAPA DE CIERRE PERNO | PZ | 3.6
97462468 |  | TAPPO CHIUSURA TUBO | SCHLAUCH-VERSCHLUSSKAPPE | TUBE SEALING CAP | BOUCHON FERMETURE TUYAU | TAPA DE CIERRE TUBO | PZ | 8.4
97462474 |  | COVER ANELLO ANCA | RINGABDECKUNG | RING COVER | CARTER ANNEAU | CARCASA ANILLO | PZ | 3.6
97463113 |  | GHIERA CONNETTORE FISSO | FEST NUTMUTTERKONN. | FIXED CONNECTOR FERRULE | BAGUE CONNECT. FIXE | VIROLA CONECTOR FIJO | PZ | 1.7
97464055 |  | ADATTATORE PER SIRINGA | ADAPTER FÜR SPRITZE | SYRINGE ADAPTER | ADAPTEUR POUR SERINGUE | ADAPTADOR JERINGA | PZ | 8.2
97466007 |  | COFANO BRACCETTO CONSOLLE | KONSOLEHALTER-GEHAEUSE | CONSOLE SUPPORT COWL | CAPOT SUPPORT CONSOLE | CAPO' SOPORTE CONSOLA | PZ | 38
97466008 |  | COFANO POST. CONSOLLE QUICK | HINTERVERDECK KONSOLE QUICK | QUICK CONSOLE REAR COWL | CAPOT POST. CONSOLE QUICK | CAPO' POSTER CONSOLA QUICK | PZ | 72
97466009 |  | ROND DI POSIZIONAMENTO | LAGERUNGSSCHEIBE | POSITIONING WASHER | RONDELLE DE POSITIONNEMENT | JUNTA DE POSICIONAMIENTO | PZ | 2.9
97466010 |  | COLLARE PER POSIZIONAMENTO | POSITIONIERUNGSSCHELLE | POSITIONING COLLAR | COLLIER DE POSITIONNEMENT | COLLAR POSICIONAM | PZ | 22
97466012 |  | PERNO ATT. RAPIDO M5 D9,2 | SCHNELLANSCHL.STIFT M5 D9,2 | PERNO ATT. RAPIDO M5 | PIVOT RACC. RAPIDE M5 D9,2 | PERNO CON. RÁPIDA M5 D9,2 | PZ | 1.1
97466018 |  | GUIDA ORIZZONT. DX | HORIZONTALE FÜHRUNG RECHTS | RH HORIZ GUIDE | GUIDE HORIZ. DROIT | GUÍA HORIZ DCHA | PZ | 12
97466023 |  | COFANO POST. MONITOR 19'' | COFANO POST. MONITOR 19'' | COFANO POST. MONITOR 19'' | CAPOT ARR. ÉCRAN 19'' | CÁRTER TRAS. MONITOR 19'' | PZ | 136
97466024 |  | COPERTURA SX SUPP. TAV. RS | ABDECK. LI HALTER ELE. RS | RS DOCT.TABLE LEFT UPPER COV. | COUVERTURE GCHE SUPP. TABL. RS | COBERTURA IZQ. SOP. BAND. RS | PZ | 15
97466025 |  | COPERTURA DX SUPP. TAV. RS | ABDECK. RE HALTER ELEMENT RS | RS DOCT.TABLE RIGHT UPPER COV. | COUVERTURE DRTE SUPP. TABL. RS | COBERTURA DCHA. SOP. BAND. RS | PZ | 15
97466029 |  | COPERTURA SX COLONNA SIDE | ABDECK. LI SÄULE SIDE | LEFT SIDE COLUMN COVER | COUVERTURE GCHE COLONNE SIDE | COBERTURA IZQ. COLUMNA SIDE | PZ | 122
97466030 |  | COPERTURA DX COLONNA SIDE | ABDECKUNG RE. SÄULE SIDE | SIDE COLUMN RH COVER | CARTER DROIT COLONNE SIDE | COBERTURA DCHA COLUMNA SIDE | PZ | 122
97466031 |  | COPERTURA ESTRUSO SIDE DEL. | ABDECK. EXTRUSIONS. SIDE DEL. | SIDE DEL.EXTRUDED COVER | COUVERTURE EXTRUDÉ SIDE DEL. | COBERTURA EXTRUIDO SIDE DEL. | PZ | 41
97466032 |  | PATTINO UNICO SCORR. SCHIEN | GLEITSTÜCK FÜR RÜCKENLEHNE | BACKREST SINGLE SLIDING BLOCK | GLISSIERE UNIQUE DOSSIER | PATINE UNICO DESLIZANTE RESPAL | PZ | 2.8
97466033 |  | BRACCIO SUPP. MONITOR | TRAGARM MONITOR | MONITOR SUPPORT ARM | BRAS SUPPORT ECRAN | BRAZO SUPORTE PANTALLA | PZ | 122
97466034 |  | TAPPO BRACCIO SUPP. MONITOR | VERSCHL. MONITOR-STÜTZARM | CAP FOR MONITOR SUPP.ARM | BOUCHON BRAS SUPP. ÉCRAN | TAPÓN BRAZO SOP. MONITOR | PZ | 51
97466035 |  | ELEMENTO DI CHIUSURA | DECKEL D8 COPRISCHRAUBE | SCREWCOVER CAP D8 | TAPPO D8 COPRIVIS | TAPPO D8 COPRITORNILLO | PZ | 4.2
97466049 |  | TAPPO SNODO BRACCI MONITOR | VERSCHL. GELENK MONITORARME | MONITOR ARM JOINT CAP | BOUCHON ARTICULATION BRAS ÉCR. | TAPÓN ARTICULAC BRAZOS MONITOR | PZ | 4.9
97466070 |  | TAPPO ASOLATO PER BRACCIO | VERSCHL. M. LANGLOCH FÜR ARM | BOWED CAP FOR ARM | BOUCHON À FENTE POUR BRAS | TAPÓN CON RANURA PARA BRAZO | PZ | 15.5
97466075 |  | COFANO FRENO PNEUMATICO | HAUBE PNEUMATISCHE BREMSE | PNEUMATIC BRAKE COWL | CAPOT FREIN PNEUMATIQUE | CAPO FRENO NEUMATICO | PZ | 9.5
97466076 |  | POMELLO FRENO BRACCIO | KNAUF ARMBREMSE | BRAKE ARM KNOB | POIGNÉE FREIN BRAS | POMO FRENO BRAZO | PZ | 11
97466077 |  | MANIGLIA CON FRENO PNEUM. | GRIFF MIT PNEUMATISCHER BREMSE | HANDLE WITH PNEUMATIC BRAKE | POIGNEE AVEC FREIN PNEUMATIQUE | MANGO CON FRENO NEUMATICO | PZ | 49.5
97466079 |  | MANIGLIA SENZA FRENO PNEUM. | GRIFF OHNE PNEUMATISCHE BREMSE | HANDLE W/OUT PNEUMATIC BRAKE | POIGNEE SANS FREIN PNEUMATIQUE | MANGO SIN FREMO NEUMATICO | PZ | 52.5
97466081 |  | PULSANTE PER MANIGLIA PNEUM | KNOPF FUER PNEUMATISCHEN GRIFF | BUTTON FOR PNEUMATIC HANDLE | BOUTON POUR POIGNEE PNEUMATI | BOTON PARA MANGO NEUMATICO | PZ | 11.5
97466082 |  | PULSANTE FISSO PER MANIGLIA | FESTE TASTE FÜR GRIFF | FIXED BUTTON FOR HANDLE | B.-P. FIXE POUR POIGNÉE | PULSADOR FIJO PARA AGARRADERA | PZ | 4.9
97466088 |  | ASS. SUPP. BACINELLA | GRUPPE SPEISCHALENHALTERUNG | CUSPIDOR SUP. GROUP | GR. SUPP. CRACHOIR | GR. SUPP. ESCUPIDERA | PZ | 171
97466093 |  | ELEMENTO SUP.SUPP.BACINELLA | SPEISCHALENHALTER OBRIGES TEIL | CUSPIDOR SUP. SUPP. ELEMENT | ELEMENT SUP. SUPP CRACHOIR | ELEMENTO SUP. SUPP. ESCUPIDERA | PZ | 14.5
97466094 |  | SOTTO BICCHIERE BACINELLA | SPEISCHALENUNTERSETZER | CUSPIDOR BOWL COASTER | DESSOUS DE VERRE CRACHOIR | POSAVASO ESCUPIDERA | PZ | 22.5
97466095 |  | ASS. FONTANELLA BICCH. | ENSEMBLE SPEIFONTÄNE GLAS | CUP FILL UNIT GROUP | ENSEMBLE JET DE VERRE | FUENTES DE AGUA VASO | PZ | 78.5
97466099 |  | VETRINO SENSORE BACINELLA | GLAS FÜR SPEISCHALENSENSOR | CUSPIDOR BOWL SENSOR SLIDE | LAME CAPTEUR CRACHOIR | VIDRIO SENSOR ESCUPIDERA | PZ | 13.5
97466100 |  | SUPPORTO SENSORE BACINELLA | HALTER MUNDSPÜLBECKENSENSOR | BASIN SENSOR SUPPORT | SUPPORT CAPTEUR CRACHOIR | SOPORTE SENSOR ESCUPIDERA | PZ | 25
97466105 |  | COFANO POST. NEGATSCOPIO | HAUBE HINT. RÖNT.BETR. | NEGATOSCOPE REAR COVER | CAPOT ARR. NÉGATOSCOPE | CÁRTER TRAS. NEGATOSCOPIO | PZ | 63
97466115 |  | ASS. CARTER SOTTOSED. DX | DECKELENSEMBLE R-UNTERSITZ | RIGHT CARTER UNDERSEAT | CARTER DESSOUS ASSISE DROITE | CARTER BAJO ASIENTO DERECHA | PZ | 137
97466117 |  | ASS. CARTER SOTTOSED. SX | DECKELENSEMBLE L-UNTERSITZ | LEFT CARTER UNDERSEAT | CARTER DESSOUS ASSISE GAUCHE | CARTER BAJO ASIENTO IZQUIERDA | PZ | 137
97466119 |  | TAPPO NON APPL. BRACCIOLO | STOPFEN KEINE ARMLEHNE | ARMREST NON APPL. COVER | BOUCHON NON APPL. ACCOUDOIR | TAPON NON APPL. BRAZO | PZ | 8.4
97466120 |  | SETTORE DENTATO POTENZ. | GEZAHNTER SEKTOR POTENTIOMETER | POTENTIOM. COGGED PART | PARTIE DENTEE POTENTIOM. | PARTE DENTADA POTENCIOM. | PZ | 2.3
97466121 |  | SUPPORTO POTENZIOM. SCHIEN. | HALTERUNG FÜR RÜCKENLEHNEPOTI | BACKREST POTENTIOM. SUPPORT | SUPPORT POTENTIOM. DOSSIER | SUPORTE POTENCIOM. RESPALDO | PZ | 4.8
97466125 |  | ASS. SERBATOIO H2O2 | ENSAMBLE H2O2 TANK | H2O2 TANK | RESERVOIR H2O2 | DEPOSITO H2O2 | PZ | 36.5
97466131 |  | CARTER MOZZO BRACCIO FISSO | DECKEL NABE FESTER ARM | FIXED ARM HUB CARTER | CARTER MOYEU ACCOUD. FIXE | CARTER CUBO BRAZO FIJO | PZ | 65
97466136 |  | ASS. TAPPO SERB. H2O2 | H2O2 TANKDECKEL | H2O2 TANK CAP | BOUCHON RESERVOIR H2O2 | TAPON DEPOSITO H2O2 | PZ | 16.5
97466150 |  | KIT 20 PZ LING. TERMIN.GRANDE | 20 STCK ENDTUECK KANUELE GROSS | KIT 20PCS LING. BIG TERMINAL | KIT 20PCS VIE'. GRAND EMBOUT | KIT 20UDS LENG.TERMINAL GRANDE | PZ | 94
97466151 |  | KIT 20 PZ LING. TERMIN.PICCOLO | 20 STCK ENDTUECK KANUELE KLEIN | KIT 20 PCS LING. SMALL TERMIN | KIT 20 PCS VIE' PETIT EMBOUT | KIT 20UDS LENG. TERM. PEQUENO | PZ | 94
97466152 |  | COFANO SUP. IDRICO | HAUBE OBEN W.EINH. | HYDROGR.UPPER COVER | CAPOT SUP. GROUPE HYDRIQUE | CÁRTER SUP. GR.HÍDRICO | PZ | 123
97466153 |  | ASS. SPORT. SERBATOIO H2O2 | EINH. KLAPPE. H2O2-BEHÄLTER | H202 DOOR TANK GROUP | ENS. PORT. RÉSERVOIR H2O2 | CONJ. PUERTA DEPÓSITO H2O2 | PZ | 120
97466156 |  | COFANO IDR. LATO BRACCIO | HAUBE W.EINH. ARMSEITE | ARM SIDE HYDR. CASING | CAPOT GROUPE HYDR. CÔTÉ BRAS | CÁRTER GR.HÍD. LADO BRAZO | PZ | 111
97466157 |  | COFANO IDR. LATO ASPIR. | HAUBE W.EINH. SAUGSEITE | HYDROGR.COV.SUCT.SIDE | CAPOT GROUPE HYDR. CÔTÉ ASPIR. | CÁRTER GR.HÍD. LADO ASPIR. | PZ | 92.5
97466158 |  | COFANO IDR. LATO POLTR. | HAUBE W.EINH. P.ST.SEITE | HYDROGR.COV.CHAIR SIDE | CAPOT GROUPE HYDR. CÔTÉ FAUT. | CÁRTER GR.HÍD. LADO SILLÓN | PZ | 104
97466161 |  | ASS. SERBATOIO H2O2 | EINH. H2O2-BEHÄLTER | H202 TANK GROUP | ENS. RÉSERVOIR H2O2 | CONJ. DEPÓSITO H2O2 | PZ | 214
97466164 |  | CARTER PEDANA ANTIRIBALT. | KIPPSCHUTZPLATTEABDECKUNG | ROLL-OVER PROTECTION CARTER | CARTER TAP. ANTI-RETOURNEMENT | CARTER ESTRIBO ANTIVUELCO | PZ | 142
97466166 |  | SUPPORTO SIRINGA | SPRITZENHALTER | SYRINGE SUPPORT | SUPPORT SERINGUE | SUPORTE JERINGA | PZ | 76
97466167 |  | FARETRA STRUMENTI | INSTRUMENTENTRAEGER | INSTRUMENTS HOLDER | CARQUOIS INSTRUMENTS | ESTUCHE INSTRUMENTOS | PZ | 118
97466168 |  | PROTEZIONE MICRO SIRINGA | SCHUTZ FUER SPRITZENMIKRO | MICRO SYRINGE PROTECTION | PROTECTION MICRO SERINGUE | PROTECCION MICRO JERINGA | PZ | 34.5
97466170 |  | CARTER POST. CONSOLLE | HINT. ABDECK BEDIENKONSOLE | CTRL PANEL REAR COVER | CARTER ARR. CONSOLE | CÁRTER TRAS CONSOLA | PZ | 38.5
97466172 |  | TAPPO PRESA USB | DECKEL USB STECKER | USB PLUG COVER | COUVRE PRISE USB | TAPÓN PUERTO USB | PZ | 32
97466178 |  | COPERTURA BRACCIOLO | ABDECK. ARMLEHNE | ARM COVER | CARTER ACCOUDOIR | COBERTURA BRAZO | PZ | 64.5
97466189 |  | ASS. CARTER TRIANGOLO HYBR | EINH. ABDECK. DREIECK. HYBR | HYBR.TRIANGLE COVER GR. | ENS. CARTER TRIANGLE HYBR | CONJ. CÁRTER TRIÁNGULO HYBR | PZ | 155
97466203 |  | BRACCIO FISSO CONSOLLE | FESTER ARM BEDIENKONSOLE | CTRL PANEL FIXED ARM | BRAS FIXE CONSOLE | BRAZO FIJO CONSOLA | PZ | 23.5
97466204 |  | ELEMENTO SUP.TAV.ASSIST.3P | OBERTEIL HE 3P | 3P ASSIST. TABLE SUP. ELEMENT | ELEMENT SUP. TABL. ASSIST. 3P | ELEM. SOP. BAND. ASIST. 3P | PZ | 88.5
97466205 |  | ELEMENTO INF.TAV.ASSIST.3P | UNTERTEIL HE 3P | 3P ASSIST. TABLE INF. ELEMENT | ELEMENT INF. TABL. ASSIST. 3P | ELEM. INF. BAND. ASIST. 3P | PZ | 79
97466216 |  | SICUREZZA BRACCIO CORTO | SICHERHEITSVORR. KURZER ARM | SHORT ARM SECURITY DEVICE | SÉCURITÉ BRAS COURT | SEGURIDAD BRAZO CORTO | PZ | 18
97466217 |  | TERMINALE ASTA SICUREZZA | ENDSTÜCK SICHER.STAB | SAFETY ROD TERMINAL | EXTRÉMITÉ TIGE SÉCURITÉ | TERMINAL BARRA SEGURIDAD | PZ | 3.8
97466222 |  | CARTER TRIANGOLO SUP. DX | ABDECK. DREIECK OBEN RE | RIGHT UPPER TRIANGLE CARTER | CARTER TRIANGLE SUP. DRT | CÁRTER TRIÁNGULO SUP. DCHO. | PZ | 26
97466223 |  | CARTER TRIANGOLO SUP. SX | ABDECK. DREIECK OBEN LI | LEFT UPPER TRIANGLE CARTER | CARTER TRIANGLE SUP. GCHE | CÁRTER TRIÁNGULO SUP. IZQ. | PZ | 26
97466224 |  | CARTER POST. POLTR. SINGOLA | ABDECK. HINT. P.ST. EINZELN | SINGLE CHAIR REAR CARTER | CARTER POST. FAUT. SING. | CARTER POST.SILLON SING. | PZ | 14
97466232 |  | PROTEZ. CIRC. TRIANG. SUP. | SCHUTZ RUND DREIECK OBEN | SUP. TRIANG. CIRC. PROTECTION | PROTECT. CIRC. TRIANG. SUP. | PROTECC. CIRC. TRIANG. SUP. | PZ | 23.5
97466233 |  | PROTEZ. SCH. POLTR. E MULT. | SCHUTZ R-LEHNE UND MULT | CHAIR BOARD & MULT. PROTECTION | PROTECT. PLATINE FAUT. ET MULT | PROTECC. CIRC. SILLON Y MULT. | PZ | 27.5
97466237 |  | ASS. COFANO TAV. INTERN. | KIT HAUBE ARZTTISCH INT. | INTERN. MODULE COWL | CAPOT TABLETTE INTERN. | CAPO BANDEJA INTERN. | PZ | 156
97466243 |  | TAPPO NON APPL. PRESA USB | BLINDSTOPFEN USB STECKER | USB PLUG COWL (NO APPL) | CACHE PRISE USB (NON APPL) | TAPON CONECTOR USB (NO APL) | PZ | 15
97466245 |  | ANELLO DI INTERFACCIA TAV. | TÄFELCHEN INTERFACE RING | TABLE INTERFACE RING | BAGUE INTERFACE TABL. | ANILLO INTERFAZ MESA | PZ | 4.1
97466246 |  | PROTEZ SCH CASS ALLACC (V0) | SCHUTZ ANSCHLUSSK.-PLAT. (V0) | (V0)CONNECT.BOARD PROTECT | PROTECT DOSS BOÎT AU SOL (V0) | PROTEC CHAPA CAJA CONEX (V0) | PZ | 16.5
97466252 | #5 | RACCORDO A CROCE | T-VERBINDER | CROSS SHAPED CONNECTION | RACCORD A CROIX | RACOR CRUZADO | PZ | 1.9
97466258 |  | CARTER IDRICO LATO BRACCIO | DECKEL WE ARMSEITE | HYDRIC CARTER ARMREST SIDE | CARTER GR. HYDR. COTE BRAS | CARTER GR. IDR. LADO BRAZO | PZ | 91
97466259 |  | INTERFACCIA TAV. ASSIST. | SCHNITTSTELLE TISCH HE | ASSISTANT TABLE INTERFACE | INTERFACE TABLETTE ASSISTANT | INTERFAZ BANDEJA ASISTENTE | PZ | 13.5
97466261 |  | CARTER CASSETTA ELETTR (V0) | STROMKASTENABDECK. (V0) | ELECTR. BOX CARTER (V0) | CARTER BOITE ELECTR. (V0) | CARTER CAJA ELECTR. (V0) | PZ | 25.5
97466262 |  | COFANO SX BRACCIO PANTOGR | PANTOGRAPH ARM LINKER DECKEL | LEFT ARMREST PANTOGRAPH COVER | CARTER GAUCHE BRAS PANTOGRAPHE | TAPA IZQ. BRAZO PANTÓGRAFO | PZ | 87.5
97466263 |  | COFANO DX BRACCIO PANTOGR | PANTOGRAPH ARM RECHTER DECKEL | RIGHT ARMREST PANTOGRAPH COVER | CARTER DROIT BRAS PANTOGRAPHE | TAPA DERECHA BRAZO PANTÓGRAFO | PZ | 83
97466264 |  | ANELLO DI FINITURA SUPP TAV | TISCH ABST ENDBEARBEITUNG RING | SUPPORT TABLE FINISHING RING | BAGUE DE FINITION SUPP. TABL. | ANILLO FINAL SOPORTE MESA | PZ | 21
97466289 |  | TAPPO COPRI SNODO POST | HINTERGELENK STÖPSEL | BACK JUNCTIONCOVER CAP | BOUCH DE PROTEC. ARTIC ARRIERE | TAPON CUBRENUDO POSTERIOR | PZ | 27
97466290 |  | TAPPO SUPP TAVOLETTA | TÄFELCHEN ABSTÜTZUNG STÖPSEL | SUPPORT-TABLET CAP | BOUCHON SUPP. TABLETTE | TAPON SOPORTE TABLETA | PZ | 27
97466296 |  | COFANO SUP IDRICO | W.E.-OBERABDECKUNG | HYDRIC SUPERIOR COVER | CAPOT SUP GROUPE HYDRIQUE | CAPO' SUP. GR. HÍDRICO | PZ | 125
97466299 |  | MANIGLIA COFANO | ABDECKUNGSGRIFF | HANDLE COVER HOOD | POIGNEE CARTER | MANGO CAPO' | PZ | 20.5
97466301 |  | SUPP COFANO PER MAGNETE | ABDECKUNGSSTÜTZE FÜR MAGNET | SUPP CHEST FOR MAGNET | SUPPORT COFFRET POUR AIMANT | SUP. CAPO' POR IMÁN | PZ | 11.5
97466302 |  | SUPPORTO SUP COFANO | ABDECKUNGSOBERSTÜTZE | SUPERIOR SUPPORT CHEST | SUPPORT SUPERIOR CARTER | SUP. SUPERIOR CAPO' | PZ | 7.5
97466303 |  | ELEMENTO FISS MANIGLIA | ELEMENT ZUR GRIFFBEFESTIGUNG | FIXING HANDLE ELEMENT | ELEMENT FIXATION POIGNEE | ELEMENTO FIJ. MANGO | PZ | 6.1
97466307 |  | ASS. SERBATOIO SHS 1LT | GR. BEHÄLTER SHS 1 L | SHS 1LT. TANK GROUP | GR. RESERVOIR SHS 1 LT. | GR. TANQUE SHS 1LT. | PZ | 92
97466317 |  | BRACCIOLO | ARMLEHNE | ARMREST | ACCOUDOIR | APOYABRAZOS | PZ | 191
97466320 |  | TAPPO APPL BRACCIOLO | VERSCHLUSS ZUM ARMLEHNENEINBAU | ARMREST CAP | BOUCHON APPL.ACCOUDOIR | TAPA APLI. APOYABRAZOS | PZ | 4.7
97466352 |  | PATTINO DI SCORRIMENTO | GLEITSTÜCKVERSCHLEISS | SLIDING RUNNER | PATIN DE GLISSEMENT | PATIN DE CIRCULACION | PZ | 18.5
97466354 |  | COFANO SUPP TAV MEDICO | ARZT TÄFELCH ABSTÜTZUNG CARTER | MEDICAL SUPPORT-TABLET COVER | CARTER SUPP. TABL. PRATICIEN | TAPA SOPORTE TABLETA MÉDICO | PZ | 72
97466362 |  | ASS COFANO DX SOTTOSEDILE | UNTERSITZ RECHTER SCHUTZ GR. | RIGHT COVER UNDERSEAT | GR. CARTER DROIT SOUS SIEGE | CUBIERTA DERECHA BAJO SILLON | PZ | 206
97466364 |  | ASS COFANO SX SOTTOSEDILE | UNTERSITZ LINKER SCHUTZ GR. | LEFT COVER UNDERSEAT GR. | GR. CARTER GAUCHE SOUS SIEGE | GR. CARTER IZQ. BAJO SILLON | PZ | 206
97466368 |  | CARTER DX TRIANGOLO SUP | ABDECK. RE DREIECK OBEN | UPPER TRIANGLE RIGHT CARTER | CARTER DR. TRIANGLE SUP. | CARTER DER. TRIANGULO SUP. | PZ | 96
97466369 |  | CARTER SX TRIANGOLO SUP | ABDECK. LI DREIECK OBEN | UPPER TRIANGLE LEFT CARTER | CARTER GCHE TRIANGLE SUP | CÁRTER IZQ. TRIÁNGULO SUP | PZ | 96
97466370 |  | PEDANA DI SICUREZZA | SICHERHEITSFUSSBRETT | SECURITY PLATFORM | PLATEFORME DE SECURITE | PEDANA DE SEGURIDAD | PZ | 99.5
97466371 |  | PEDANA LATERALE DX | RE. SEITENFUSSBRETT | LATERAL RIGHT PLATFORM | PLATEFORME LATERALE DROITE | PEDANA LATERAL DERECHA | PZ | 63
97466372 |  | PEDANA LATERALE SX | LI. SEITENFUSSBRETT | LATERAL LEFT PLATFORM | PLATEFORME LATERALE GAUCHE | PEDANA LATERAL IZQUIERDA | PZ | 63
97466373 |  | CARTER SICUREZZA SCHIEN-SED | RÜCKENLEH-SITZ SICHERH CARTER | SEATBACK-SEAT SECURITY CARTER | CARTER SURETE DOSSIER-SIEGE | CARTER SECURIDAD RESPALDO-SILL | PZ | 186
97466381 |  | ASS CARTER CASS ALLACC | GR. ANSCHLUSS KASTEN SCHILD | GR. CONNECT BOX CARTER | ENS.CARTER BOITE AU SOL | GR. CARTER CAJA CONEXION | PZ | 276
97466386 |  | COFANO INFERIORE GAMBALE | BEINSCHEMEL UNTERSCHUTZ | LOWER LEGREST COVER | CARTER INFERIEUR REPOSE-PIEDS | CUBIERTA INFERIOR POSAPIERNAS | PZ | 101
97466387 |  | CARTER COPERTURA CERNIERA GAMB | BEINSCH. VERSCHL. ÜBERZUG CART | COVER LEGREST JOINT CARTER | CARTER COUVER CHARN REPOSE-PIE | CARTER CUBIERTA JUNTA POSAPIER | PZ | 87.5
97466391 |  | LINGUETTA CARTER SICUR SCHIEN | RÜCKENL SICHERH CARTER FEDER | SECURITY SEATBACK CARTER FLAP | LANGUETTE CARTER SURETE DOSS | LENGUETA CARTER SEGUR RESPALDO | PZ | 31.5
97466392 |  | COFANO ANT SOTTOSEDILE | UNTERSITZ VORDERSCHUTZ | FORWARD UNDERSEAT COVER | CARTER AVANT SOUS SIEGE | CUBIERTA ANTERIOR BAJO SILLON | PZ | 52.5
97466395 |  | CARTER INF BRACCIO | ABDECK. UNT. ARM | ARM LOWER CARTER | CARTER INFER. BRAS | CARTER INF. BRAZO | PZ | 131
97466401 |  | CARTER PEDANA ANTIRIBALTAMENTO | ABDECK. FUSSPL. KIPPSCH. | STABILISING PLATFORM CARTER | CARTER PLATE.ANTIREV. | CARTER PLANCHA ANTIVOLCADO | PZ | 35.5
97466402 |  | CARTER INF SICUREZZA SOLLEVAM | HEBUNG SICHERHEIT UNTERCARTER | SECURITY LIFTING LOWER CARTER | CARTER INFERIEUR SURETE MONTEE | CARTER INFERIOR SEGUR ALZAMIEN | PZ | 133
97466404 |  | ASS CARTER BRACCIO SUPP POLTR | ABDECKUNGSGR. STUHLHALTERUNG | SUPPORT SEAT ARMREST CARTER GR | GR. CARTER BRAS SUPP FAUTEUIL | GR CARTER BRAZO SOPORTE SILLON | PZ | 221
97466406 |  | CARTER PIATTO CHIUSURA BRACCIO | ARM VERSCHLUSS FLACHER SCHUTZ | FLAT CARTER CLOSING ARMREST | CARTER PLAT FERMETURE BRAS | CARTER LLANO CIERRE BRAZO | PZ | 28
97466407 |  | ASS CARTER COPERTURA AGGANCIO | KUPPLUNG ÜBERZUG CARTER GRUPPE | COVERING HOOK CARTER GROUP | GR. CARTER COUVERTURE VERROU | GRUPO CARTER CUBIERTA ENGANCHE | PZ | 117
97466408 |  | FILTRO BACINELLA | FILTER FÜR SPEISCHALE | BOWL FILTER | FILTRE CRACHOIR | FILTRO ESCUPIDERA | PZ | 8
97466409 |  | CARTER COPERTURA LAV ARCO | BOGEN WASCH. SCHUTZ ABDECKUNG | ARCH COVER CARTER | CARTER COUVERT.LAV ARCO | CARTER CUBIERTA LAV ARCO | PZ | 8.4
97466410 |  | PEDANA ESTRAIBILE POGGIAPIEDI | FUSSSCH AUSZIEHBAR TRITTBRETT | EXTRACTABLE PLATFORM FOOTREST | PLAQUE AMOVIBLE APPUYE-PIEDS | PEDANA EXTRAIBLE POSAPIES | PZ | 228
97466411 | #5 | TAPPO PER TUBO 4X6 | VERSCHL. FÜR SCHLAUCH 4X6 | CAP FOR 4X6 TUBE | BOUCHON POUR TUYAU 4X6 | TAPÓN PARA TUBO 4X6 | PZ | 1.1
97466412 |  | PERNO ATT RAPIDO M5 D10,2 | RASCH ANSATZ DREHP. M5 D10,2 | QUICK-CONNECT PIVOT M5 D 10,2 | PIVOT BRANC.RAPID M5 D10,2 | TORN ACOPL RAPIDO M5 D10,2 | PZ | 1.1
97466428 |  | POMELLO SERRAGGIO PEDANA | TRITTBRETT KLEMMUNG KNOPF | TIGHTENING PLATFORM POMMEL | POIGNEE SERRAGE REPOSE-PIEDS | POMULO AJUSTE PEDNA | PZ | 12
97466430 |  | ADATTATORE PER ASPIRASALIVA | ADAPTER FÜR SPEICHELSAUGER | ADAPTER FOR SALIVA SUCTION | RACCORD POUR POMPE/SALIVE | ADAPTADOR POR ASPIRAR SALIVA | PZ | 6
97466431 |  | ADATTATORE CANNULA | KANÜLENADAPTER | CANNULE ADAPTOR | RACCORD CANULES | ADAPTADOR CANULA | PZ | 3.3
97466433 |  | GRUPPO COFANO BRACCIO CORTO | KURZ ARM SCHUTZ GR. | SHORT ARMREST COVER GROUP | GROUPE CARTER BRAS PETIT | GRUPO CARTER BRAZO CORTO | PZ | 35
97466438 |  | ASS. COFANO FISSO TESTATA | MONTAGE KOPF FESTHAUBE | HEAD FIXED COVER GR. | GR. CARTER FIXE TETE | CONJ. TAPA FIJA CABEZAL | PZ | 87.5
97466440 |  | ASS. COFANO MOBILE TESTATA | MONTAGE BEWEGBARE KOPFHAUBE | HEAD MOBILE COVER GR. | GR.CARTER MOBILE TETE | CONJ. TAPA MOVIL CABEZAL | PZ | 81
97466445 |  | FLANGIA CHIUS. TESTATA NEUTRA | VERSCHL.FLANSCH KOPF NEUTRAL | NEUTRAL HEAD LOCKING FLANGE | BRIDE FERMET. TÊTE NEUTRE | BRIDA CIERRE CABEZA NEUTRA | PZ | 5.6
97466458 |  | ANELLO DI GUIDA | FÜHRUNGSRING | SLIDER RING | BAGUE DE GUIDAGE | ANILLO DE GUIA | PZ | 1.6
97466463 |  | SUPPORTO MONITOR | MONITORHALTER | MONITOR SUPPORT | SUPPORT MONITEUR | SOPORTE MONITOR | PZ | 18.5
97466474 |  | CARTER CHIUSURA INF SLIDE | VERSCHL.ABDECK. UNTEN SLIDE | SLIDE DOWNER CLOSURE CARTER | CARTER CLOTURE INF. SLIDE | CARTER CIERRE INF. SLIDE | PZ | 73
97466479 |  | SERBATOIO | WHE BEHAELTER | WHE TANK | RESERVOIR WHE | TANQUE WHE | PZ | 39.5
97466482 |  | ATTACCO SONDA MINIMO | MIN.VERSCHLUSS SONDE | MINIMUM PROBE COUPLING | ATTACHE SONDE MINIMUM | ATAQUE SONDA MINIMO | PZ | 20.5
97466488 |  | ANELLO GRADUATO SERIGRAFATO | SIEBDRUCK-SKALENRING | SILK SCREEN.GRADUATED RING | ECRAN EN SOIE.BAGUE GRADUEE | ANILLO GRADUADO SERIGRAF. | PZ | 15
97466498 |  | CARTER ANTIRIBALTAMENTO | ABDECK. KIPPBEREICH | STABILISING CARTER | CARTER ANTIREVESEMENT | PLACA ANTIVOLCADO | PZ | 61.5
97466501 |  | CARTER SUP PANTOGRAFO POLTR | OBERE ABDECKUNG STUHLPANTOGRAP | SEAT PANTOGRAPH UPPER CARTER | CARTER SUP. PANTOGRAPHE FAUT. | CARTER SUP. PANTOGRAFO ASIENTO | PZ | 52.5
97466502 |  | CARTER INF PANTOGRAFO POLTR | ABDECK. UN. PANTOG. P.STUHL | SEAT PANTOGRAPH DOWN CARTER | CARTER INF.PANTOGR. FAUTEUIL | CARTER.INF. PANTOGR. SILLON | PZ | 52.5
97466508 |  | CARTER BARCO COPRI-CONNETTORI | BARCO SCHUTZUNG KONN.BEDECK. | COVER-CONNECTOR BARCO CARTER | CARTER BLANC COUVRE-CONNECT. | CARTER BARCO PROTECC CONECTOR | PZ | 95
97466512 |  | FISSAGGIO COFANO ALLACCIAMENTI | SCHUTZ ANBAUANSCHLUSSE | CONNECTIONS CARTER FASTENING | FIXATION CARTER BRANCHEMENTS | FIJ. CARTER CONEXIONES | PZ | 6.5
97466513 |  | COPERTURA SCHEDE ALLACCIAMENTI | ANSCHLUSSPLATINE ABDECKUNG | CONNECTIONS BOARD COVER | COUVERTURE PLATINES CONEC. | COBERTURA TARJETAS CONEXIONES | PZ | 19.5
97466514 |  | COPERTURA SCHEDA RX DC INT. | ABDECK. PLATINE RX DC INT. | INT RX DC BOARD COVERAGE | COUVERTURE PLAT.RX DC INT. | COBERT.TARJ. RX DC INT. | PZ | 93
97466515 |  | COPERTURA INTERRUTTORE | SCHALTERABDECKUNG | SWITCH COVER | COUVERTURE INTERRUPTEUR | COBERTURA INTERRUPTOR | PZ | 7
97466516 |  | FISSAGGIO TUBO SERBATOIO ACQUA | BESFESTIGUNSROHR F. WASSERTANK | FIXING TUBE WATER TANK | FIXATION TUYAU RESERV.EAU | FIJACION TUBO TANQUE AGUA | PZ | 3
97466518 |  | BLOCCHETTO DISTRIB EV+VNR | VERTEILERBLOCK EV+VNR | SV+NRV DISTRIB BLOCK | BLOC DISTRIB ÉV+VNR | BLOQUE DISTRIB EV+VR | PZ | 13
97466519 |  | ASS DISTRIBUTORE WHE-BIOSTER | WHE-BIOSTER VERTEILER GR. | WHE-BIOSTER SUPPLYING GR. | ENS.DISTRIB. WHE-BIOSTER | JUNTO DISTRIB. WHE-BIOSTER | PZ | 37.5
97466520 |  | ELEMENTO INF POMPA DOSATRICE | DOSIERPUMPE UNTERER TEIL | DOSER PUMP LOWER TOOL | ELEMENT INF. POMPE DOSEUSE | ELEM. INF. BOMBA DOSIF. | PZ | 12
97466523 |  | CLIP RACCORDI Y EV BY-PASS | ANSCH Y KLAMMER BY-PASS EV | CLIP CONNECT Y EV BY-PASS | CLIP RACCORDS Y EV BY-PASS | CLIP CONEX. Y EV BY-PASS | PZ | 2.7
97466526 |  | ASS. SUPPORTO ZEN-X INT. 2017 | UNTERSTUTZUNG ZEN X INT.2017 | 2017 INT. ZEN-X SUPP. GR. | GR.SUPPORT ZEN-X INT.2017 | CONJ. SOPORTE ZEN-X INT. 2017 | PZ | 36
97466551 |  | CARTER ARCO SCHIENALE | ABDECK. RÜCKENLEHNENBOGEN | BACK ARCH CARTER | CARTER ARC DOSSIER | CARTER ARCO RESPALDO | PZ | 22.5
97466552 |  | LISTELLO PER TARATURA FRENO | BREMSESETZUNG LEISTE | RX BRAKE ADJUSTMENT TOOL | BAGUETTE POUR ÉTALONNAGE FREIN | LISTÓN PARA CALIBRACIÓN FRENO | PZ | 3.7
97466560 |  | ASS FONTANELLA BICCHIERE | BECHERFUELLER GR. | GR. CUSPIDOR FOUNTAIN | ENS.FONTAINES VERRE | JUNTO FUENTES VASO | PZ | 54.5
97466567 |  | COFANO POSTERIORE CONSOLLE | HAUBE HINT. BED.KONSOLE | CONSOLLE REAR CARTER | CARTER POSTER. CONSOLLE | CARTER POSTER. CONSOLA | PZ | 38
97466568 |  | COFANO POST CONSOLLE REVERS | HAUBE HINT. BED.KONS. REVERS | REVERS CONSOLLE REAR CARTER | CAPOT ARR CONSOLE REVERS | CÁRTER TRAS. CONSOLA REVERS | PZ | 64
97466570 |  | COFANO POSTERIORE CONSOLLE | HAUBE HINT. BED.KONSOLE | CONSOLLE REAR CARTER | CARTER POSTER. CONSOLLE | CARTER POSTER. CONSOLA | PZ | 31
97466574 |  | COFANO INF 4S TAV ASSIST | HAUBE UNT. 4S HELF.E. | ASSIST. TABLE 4S DOWN CARTER | CARTER INF. 4S TABL.ASIST. | CARTER INF. 4S BAND. ASIST. | PZ | 35
97466576 |  | COFANO INF 5S TAV ASSIST | HAUBE UNT. 5S HELF.EL. | ASSIST TABLE 5S DOWN CARTER | CARTER INF. 5S TABL. ASIST. | CARTER INF. 5S BAND. ASIST. | PZ | 126
97466577 |  | SUPPORTO FILTRO OLIO TAV ASSIS | OELFILTERTRAEGER ASS.TAFEL | ASSIST TABLE OIL FILTER SUPP | SUPP.FILTRE HUILE TABL.ASSIST. | SOPORTE FILTRO GRASA BAND.ASIS | PZ | 19
97466578 |  | SEDE TERZA CANNULA TAV ASSIST. | SITZ DRITTE KANÜLE HELF.E. | ASSIST TABLE THIRD CANN POST | SIEGE 3° CANULE TABL.ASIST. | SEDE 3° CANULA BAND.ASIST. | PZ | 28
97466579 |  | SEDE STRUMENTO TAV ASSIST | SITZ INSTRUMT. HELF.ELEMENTIST | ASSIST TABLE TOOL POST | SIEGE INSTRUM. TABL. ASIST. | SEDE INSTRUM. BAND. ASIST. | PZ | 4.4
97466586 |  | COFANO POST CONSOLLE FULL 7'' | HAUBE HINT. BED.KONS. FULL 7' | 7' FULL CONSOLLE REAR CARTER | CARTER ARRIÈRE CONS. FULL 7' | CARTER POST. CONSOLA FULL 7' | PZ | 29.5
97466630 |  | CARTER SX SNODO POSTERIORE | ABDECK. LI GELENK HINT. | REAR JUNCTION LEFT CARTER | CARTER GAUCHE ARTIC. POST. | CARTER IZQ. ARTIC. POST. | PZ | 16.5
97466631 |  | CARTER DX SNODO POSTERIORE | ABDECK. RE GELENK HINT. | REAR JUNCTION RIGHT CARTER | CARTER DROIT ARTIC. POST. | CARTER DER. ARTIC. POST. | PZ | 16.5
97466644 |  | ASS CARTER SOTTOSEDILE DX | RECHTE UNTERSITZ ABDECK. GR. | RIGHT UNDERSEAT CARTER GR. | ENS. CARTER SOUS SIEGE DROIT | JUNTO CARTER SUBASIENTO DERECH | PZ | 38.5
97466645 |  | ASS CARTER SOTTOSEDILE SX | LINKE UNTERSITZ ABDECK. GR. | LEFT UNDERSEAT CARTER GR. | ENS.CARTER SOUS SIEGE GAUCHE | JUNTO CARTER SUB ASIENTO IZQ. | PZ | 38.5
97466649 |  | PROTEZIONE SCHEDA INVERTER | SCHUTZ INVERTER-PLATINE | INVERTER BOARD PROTECT | PROTECTION PLATINE INVERTER | PROTECCION TARJETA INVERTER | PZ | 21.5
97466650 |  | TAPPO NON APPL BRACCIOLO | VERSCHL. FEHL. ARMLEHNE | ARMREST NON-APPL CAP | BOUCHON NON-APPL.ACCUDOIR | TAPA NON-APL. APOYA BRAZO | PZ | 5.2
97466665 |  | SUPPORTO BACCHETTE | SCHIENENHALTER | STICKS SUPPORT | SUPPORT FOUETS | SOPORTE PALANCAS | PZ | 30.5
97466666 |  | RONDELLA DI POSIZIONAMENTO | POSITIONIERSCHEIBE | POSITIONING WASHER | RONDELLE DE POSITION. | ARANDELA DE POSICION. | PZ | 4.8
97466669 |  | SUPPORTO CORDONI TAV MEDICO | HALTER SCHLÄUCHE INSTR.TRÄGER | DOCT TABLE HOSES SUPPORT | SUPPORT CORDONS TABL.PRATICIEN | SOPORTE MANG.BAND.MEDICO | PZ | 8.5
97466670 |  | SUPPORTO SCHEDA TAV MEDICO | HALTER PLATINE INSTR.TRÄGER | DOCT TABLE BOARD SUPPORT | SUPPORT PLATINE TABL.PRATICIEN | SOPORTE TARJETA BAND.MEDICO | PZ | 13
97466671 |  | TAPPO NON APPL 6 STRUMENTO | VERSCHL. FEHL. 6 INSTRUMENT | 6 TOOL NON-APPL CAP | BOUCHON NON-APPL. 6° INSTRUM. | TAPA NO-APL. 6° INSTRUM. | PZ | 6
97466672 |  | SUPPORTO INTERRUTTORE E | EL. SCHALTERTRAEGER | E SWITCH SUPPORT | SUPPORT INTERRUPTEUR | SOPORTE INTERRUPTOR E | PZ | 30
97466676 |  | TAPPO SEDE FISSA | VERSCHLUSS FESTES SITZES | PERMANENT LOCATION CAP | BOUCHON SIÈGE FIXE | TAPA SEDE FIJA | PZ | 6.2
97466677 |  | COFANO POST TESTATA | HAUBE HINT. KOPFTEIL | HEAD REAR CARTER | CARTER POST TETE | CARTER POST CABEZAL | PZ | 54.5
97466678 |  | COFANO SNODO TESTATA | HAUBE KOPFGELENK | HEAD JUNCTION CARTER | CARTER ARTICULATION TETE | CARTER INTERS. CABEZA | PZ | 17.5
97466681 |  | SCHERMO SENSORE IR TESTATA | KOPF IT SENSOR BILDSCHIRM | HEAD IR SENSOR SCREEN | ECRAN CAPTEUR IR TETE | PANTALLA CAPT. IR CABEZAL | PZ | 11.5
97466682 |  | CORPO STRUTTURA MANIGLIA | HANDGRIFF STRUKTUR STUECK | HANDLE STRUCTURE BODY | CORPS STRUCTURE POIGNÉE | CUERPO STRUC. ASA | PZ | 18.5
97466684 |  | PULSANTE MANIGLIA | HANDGRIFF KNOPF | HANDLE BUTTON | BOUTON POIGNEE | BOTON ASA | PZ | 3.8
97466686 |  | COFANO ANT BRACCIO LAMPADA | LAMPE ARM VORDERCARTER | LAMP ARM REAR CARTER | CARTER ANT. BRAS LAMPE | CARTER ANT. BRAZO LAMPARA | PZ | 19.5
97466687 |  | COFANO POST BRACCIO LAMPADA | HAUBE HINT. LAMPENARM | LAMP ARM REAR CARTER | CARTER POST BRAS LAMPE | CARTER POST BRAZO LAMPARA | PZ | 21
97466688 |  | BRACCETTO FISSO CONSOLLE | KONSOLE FESTER ARM | CONSOLLE FIX TUBE | PETIT BRAS FIXE CONSOLLE | BRAZO FIJO CONSOLA | PZ | 27.5
97466689 |  | COFANO BRACCETTO CONSOLLE | HAUBE BED.KONSOLENARM | CONSOLLE TUBE CARTER | CARTER BRAS CONSOLLE | CARTER BRAZO CONSOLA | PZ | 16
97466693 |  | COLLARE POSIZIONAM BRACCETTO | BUNDST. ARMPOSITIONIERUNG | TUBE POSITIONING RING | COL POSITIONNEMENT BRAS | COLLAR POSICIONA. BRAZO | PZ | 22.5
97466694 |  | SUPPORTO SCHEDA CAPACITIVA / | HALTER KAPAZITIVE PLATINE / | CAPACITIVE BOARD SUPPORT | SUPPORT PLATINE CAPACITE' | SOPORTE TARJETA CAPACIDAD | PZ | 6
97466695 |  | AZIONATORE PULSANTE PNEUM | PNEUM.STOPFEN AUSRUSTUNG | PNEUM BUTTON ACTUATOR | ACTIONNATUER BOUTON PNEUMAT. | ACTIVADOR BOTON PNEUMATICO | PZ | 2
97466702 |  | MANIGLIA FISSA/CAPACIT | FESTER HANDGRIFF/KONDENSATOR | FIXED HANDLE/CAPACIT | LEVIER FIXE/CAPACIT. | ASA FIJA/CAPACIT. | PZ | 33
97466704 |  | MANIGLIA SMONTABILE STERN | ABNEHMBARER GRIFF STERN | STERN REMOVABLE HANDLE | POIGNEE DEMONTABLE STERN | ASA DESMONTABLE STERN | PZ | 36
97466705 |  | PULSANTE PNEUMATICO | TASTE PNEUM. | TIRE BUTTON | BOUTON PNEUMATIC | BOTON PNEUMATICO | PZ | 6.1
97466708 |  | ASS CORPO SNODO | DREHKOERPER GR. | JUNCTION GR. | ENS. CORPS ARTICULATION | JUNTO CUERPO ARTICUL. | PZ | 13
97466713 |  | ARRESTO STRUMENTO | INSTRUMENTENSPERRE | INSTRUMENT BRAKE | ARRET INSTRUMENT | ARRESTO INTRUMENTO | PZ | 32
97466714 |  | TAPPO NON APPL BACCHETTA | VERSCHL. FEHL. SCHIENE | ROD NON-APPL CAP | BOUCHON NON APPL. TIGE RET. | TAPA NO APL. PALANCA | PZ | 7.3
97466721 |  | ASS BACCHETTA | SCHIENE-GR. | ROD UNIT | ENS.FOUET | ASS. PALANCA | PZ | 30.5
97466728 |  | COSTAMPATO MANIGLIA PNEUMATICA | VOR. TEIL PNEUM. GRIFF | PNEUMATIC HANDLE CO-MOLDED | ETIQUETTE POIGNEE PNEUMATIQUE | PEGATINA ASA PNEUMATICA | PZ | 41.5
97466736 |  | RONDELLA D18X10,4 S1 | UNTERLEGSCHEIBE D18X10,4 S1 | WASHER D18X10,4 S1 | RONDELLE D18X10,4 S1 | ARANDELA D18X10,4 S1 | PZ | 1.1
97466748 |  | VASCHETTA SCARICO IGIEN STRUM | WERKZEUGE HYG. ABFLUSS SCHALE | TOOL HYG DRAINING BOWL | BAC DE DECHARGE HYG.INSTRUM. | BAND. DE DECARGA HIGIEN. INSTR | PZ | 71
97466750 |  | ASS STRUTTURA PORTANTE BACIN | MUNDSPUELBECK. TRAEGERSTR. GR. | CUSP SUPP STRUCTURE GR. | ENS.STRUCTURE PORT. CRACHOIR | JUNTO ESTR. PORT.ESCUPIDERA | PZ | 106
97466753 |  | VETRINO SENSORE BICCHIERE | GLASSCHEIBE MUNDGLAS-SENSOR | GLASS SENSOR SLIDE | VITRE CAPTEUR VERRE | VIDRIO CAPTADOR VASO | PZ | 9
97466754 |  | BASE SUPP BICCHIERE | BECKERTRAEGER EINHEIT | GLASS SUPPORT BASE | BASE SUPERIEUR VERRE | BASE SUPERIOR VASO | PZ | 15.5
97466755 |  | SCARICO BACINELLA | ABFLUSS MUNDSPÜLBECKEN | CUSPIDOR DRAIN | EVACUATION CRACHOIR | DESAGUE ESCUPIDERA | PZ | 13
97466756 |  | ASS COFANO SUP CASTELLINI | CASTELLINI OBERE ABD.HILFERIN | CASTELLINI UP CARTER GR | ENS.CARTER SUPER. CASTELLINI | JUNTO CARTER SUPER. CASTELLINI | PZ | 86.5
97466757 |  | ASS FARETRA CASTELLINI | CASTELLINI INSTR.ABLAGE GR. | CASTELLINI QUIVER GR. | ENS. CARQUOIS CASTELLINI | JUNTO PALANCA CASTELLINI | PZ | 64
97466758 |  | ASS COFANO SUP STERN | STERN OBERE ABD. GR | STERN UP CARTER GR. | ENS. CARTER SUPER. STERN | JUNTO CARTER SUPER. STERN | PZ | 68.5
97466760 |  | ASS FARETRA STERN | STERN INSTR.ABLAGE GR. | STERN LEVER GROUP | GROUPE CARQUOIS STERN | GRUPO PALANCA STERN | PZ | 56
97466763 |  | RALLA D47,5X40,5 S1,5MM | SPURPLATTE D47,5X40,5 S1,5MM | RING D47,5X40,5 S1,5MM | PALIER D'OR.D47,5X40,5 S1,5MM | RODAMIENTO D47,5X40,5 S1,5MM | PZ | 1.8
97466764 |  | ELEMENTO DI FISSAGGIO MICRO | BEFESTIGUNGSELEMENT MIKRO. | MICRO FIXING TOOL | ELEMENT DE FIXATION MICRO | ELEMENTO DE FIJACION MICRO | PZ | 3.3
97466766 |  | CHIUSURA SUPP SCHEDE TAV MED | VERS. HALT. PLATINEN INS.T. | DOCT TABLE BOARDS SUPP CLOSURE | CLOTURE SUPER.PLATINES TABL.PR | CIERRE SUPER.TARJET.BAND.MED | PZ | 16
97466767 |  | CARTER POMPA PERISTALTICA | PERISTALTIKPUMPE ABDECKUNG | PERISTALTIC PUMP CARTER | CARTER POMPE PERISTALTIQUE | CARTER BOMBA PERISTALTICA | PZ | 39.5
97466768 |  | INGRANAGGIO REGOLAZ BACCHETTA | SCHIENENEINSTELLRAD | ROD REGULATION GEAR | ENGRENAGE REGOL.TIGE RETR. | ENGRANAJE REGOLAR. PALANCA | PZ | 4.7
97466769 |  | VITE SENZA FINE REGOLAZ BACCH | EINSTELLSCHN. MUNDSP.B. | ROD REGULATION WORMSCREW | VIS SANS FIN REGOL. TIGE RETR. | TORNILLO SIN FIN REGOL. PALANC | PZ | 4.7
97466772 |  | COFANO INF 3S TAV ASSIST STERN | HAUBE UNT. 3S HELF.E. STERN | STERN ASS TABLE 3S DOWN CART | CARTER INF.3S TABL.ASIST.STERN | CARTER INF.3S BAND.ASIST.STERN | PZ | 30
97466774 |  | COFANO INF 5S TAV ASSIST STERN | HAUBE UNT. 5S HELF.E. STERN | STERN ASS TABLE 5S DOWN CART | CARTER INF.5S TABL.ASIST.STERN | CARTER INF.5S BAND.ASIST.STERN | PZ | 90.5
97466777 |  | ASS COFANO SUP TAV MEDICO | OBERE ABDECK. ARZTTABLETTE GR. | ANTH DOCT TABLE UPP CARTER GR. | ENS.CARTER SUP.TAB.PRAT.ANTHOS | JUN.CARTER SUP.BAN.MED.ANTHOS | PZ | 65.5
97466779 |  | ASS FARETRA TAV MEDICO ANTHOS | EINH. INS.ABL. INSTR.T. ANTHOS | ANTHOS DOCT TABLE QUIVER GR. | ENS.CARQUOIS TAB.PRAT ANTHOS | JUN.PALANCA BAND.MED ANTHOS | PZ | 48
97466782 |  | RONDELLA SAGOMATA SNODO LAMP | LAMPE GELENK GEFORMTE SCHEIBE | LAMP JUNCTION MOULD WASHER | JOINT PROFILE ARTICUL.LAMPE | ARANDELA MOLD. INTERS. LAMPARA | PZ | 1.6
97466783 |  | TUBO COPRI SNODO | SCHLAUCH GELENKGEHÄUSE | JUNCTION COVERING TUBE | TUYAU COUVRE ARTICULATION | TUBO CUBRE ARTICULACION | PZ | 7.1
97466787 |  | ASS COFANO ANTERIORE TESTATA | ZYLKOPF VORDERE ABD. GR. | HEAD FRONT CARTER GR. | GR.CARTER ANT.TETE | JUNTO CARTER ANT. CABEZA | PZ | 39
97466794 |  | TUBO COPRI SNODO | SCHLAUCH GELENKGEHÄUSE | ARTICULATION COVERING TUBE | TUYAU COUVRE JOINCTION | TUBO CUBRE ARTICUL. | PZ | 6.3
97466795 |  | INTERFACCIA TAV ASSISTENTE | SCHNITTSTELLE HELF.ELEMENT | ASSIST TABLE INTERFACE | INTERFACE TABL. ASISTANT | INTERFAZ BAND. ASISTENTE | PZ | 6.6
97466796 |  | BUSSOLA M23X1,5 | BUCHSE M23X1,5 | M23X1,5 SOCKET | BOUSSOLE M23X1,5 | BRUJULA M23X1,5 | PZ | 1.1
97466798 |  | CARTER SUP TAV INTERNAT | ABDECK. OBEN INSTR.T. INTERNAT | TABLE UPPER CARTER INTERNAT | CARTER SUPP.TABL. INTERNAT. | CARTER SOP.BAND.INTERNAT | PZ | 56
97466799 |  | TAPPO NON APPL TAV P-TRAY | VERSCHL. FEHL. INSTR.T. P-TRAY | P-TRAY TABLE NO-APPL. CAP | BOUCHON NON.APPL. TABL.P-TRAY | TAPA NO-APL. BAND.P-TRAY | PZ | 27
97466800 |  | TAPPO NON APPL 6 STRUM INT | VERSCHL. FEHL. 6 INSTRUM. INT | CAP NON-APPL. 6 TOLL INT | BOUCHON NON-APPL-6 INSTR. INT | TAPA NO-APL-6 INSTR. INT | PZ | 9.3
97466803 |  | CARTER INF FARETRA | INSTR.-ABLAGE UNTERE ABDECKUNG | QUIVER LOWER CARTER | CARTER INFERIEUR CARQUOIS | CARTER INFERIOR PALANCA | PZ | 70.5
97466804 |  | ASS CARTER SUP FARETRA STERN | GR. OB.AB.INSTRUMENTENAB. ST | STERN QUIVER UPP CARTER GR. | ENS.CARTER SUP.CARQUOIS STERN | JUNTO CARTER SUP.PALANCA STERN | PZ | 92
97466807 |  | MANIGLIA | HANDGRIFF | HANDLE | LEVIER | ASA | PZ | 73
97466812 |  | CARTER INF FARETRA | UNTERE ABDECKUNG INSTRUMENTEN | QUIVER LOWER CARTER | CARTER INF.CARQUOIS | CARTER INF.PALANCA | PZ | 122
97466814 |  | CARTER SUP FARETRA | OBERE ABDECKUNG INSTRUMENTENAB | QUIVER UPPER CARTER | CARTER SUPP.CARQUOIS | CARTER SOP.PALANCA | PZ | 123
97466818 |  | MANIGLIA STERN | STERN HANDGRIFF | STERN HANDLE | POIGNEE STERN | ASA STERN | PZ | 84
97466819 |  | POMELLO MONTAGGIO FARETRE | KNAUF MONT. INSTR.ABLAGE | QUIVERS ASSEMBLY KNOB | POIGNEE MONT.CARQUOIS | PERILLA MONT.PALANCA | PZ | 9.7
97466820 |  | PULSANTE MANIGLIA STERN | STERN HANDGRIFF KNOPF | STERN HANDLE BUTTON | BOUTON POIGNEE STERN | BOTON ASA STERN | PZ | 13
97466822 |  | ASS POMELLO FRENO BRACCIO | ARMBREMSE DREHGRIFF GR. | ARM BRAKE KNOB GR. | ENS. POIGNEE FREIN BRAS | JUN.PERILLA FRENO BRAZO | PZ | 31.5
97466828 |  | CARTER DX TRIANGOLO POLTR SD | ABDECK. RE DREI. P.STUHL SD | SD SEAT RIGHT CARTER | CARTER DROIT TRIANGLE FAUTE.SD | CARTER DER.TRIANGULO SILLON SD | PZ | 147
97466831 |  | TAPPO BRACCIO FISSO LOW | VERSCHLUSS FESTER ARM LOW | LOW FIX ARM CAP | BOUCH.BRAS FIXE LOW | TAPA BRAZO FIJO LOW | PZ | 14
97466861 |  | COFANO SUP BRACCIO DX | HAUBE OBEN ARM RE | RIGHT ARM UPPER CARTER | CARTER SUPER.BRAS DROIT | CARTER SUPER.BRAZO DERECHO | PZ | 131
97466862 |  | COFANO SUP BRACCIO SX | HAUBE OBEN ARM LI | LEFT ARM UPPER CARTER | CARTER SUPER.BRAS GAUCHE | CARTER SUPER.BRAZO IZQUIERDO | PZ | 38
97466863 |  | MANIGLIA SMONTABILE | ABNEHMBARER GRIFF | DEMOUNTABLE HANDLE | POIGNEE DEMONTABLE | ASA DEMONTABLE | PZ | 23.5
97466864 |  | SUPPORTO FILTRO OLIO TAV ASSIS | HALTER ÖLFILTER HELF.ELEMENT | ASSIST TAB OIL FILTER SUPPORT | SUPP.FILTRE HUILE TAB.ASIST. | SOP.FILTRO ACEITE BAND.ASIST. | PZ | 14
97466900 |  | RACCORDO 90 M-M D=25 | ANSCHLUSS 90 M-M D=25 | 90 M-M D=25 CONNECTION | RACCORD 90 M-M D=25 | ENLACE 90 M-M D=25 | PZ | 52
97466901 |  | COFANO APPL H2O DISTILLATA | HAUBE APPL. DESTILLTES H2O | DISTILLED H2O APPL CARTER | CARTER APLIC.H2O DISTILLE | CARTER APLIC.H2O DISTILADA | PZ | 37
97466908 |  | COFANO SICUREZZA INF | SICHERHEITSHAUBE UNT. | LOWER SAFETY CARTER | CARTER SEGURITE INFER. | CARTER SEGURIDAD INFER. | PZ | 99
97466910 |  | ASS COFANO SUP POWER PEDAL WL | WL POWER PEDAL OBERE ABD.GR. | GR. POWER WL PEDAL SUP CARTER | ENS.CARTER SUPP.POWER PED.WL | JUNTO CARTER SOP.POWER PED.WL | PZ | 35
97466917 |  | TAPPO SEGGIOLINO | VERSCHL. SITZ | CHAIR TOP | BOUCHON TABOURET | TAPA TABURETE | PZ | 9
97466918 |  | ASS COFANO COPERTURA ATTACCO | ANSCHLUSS KOPFABDECKUNG GR. | CONNECTION COVER CARTER GR | ENS.CARTER COUVER.ATTACHE | JUNTO CARTER COBER.ATAQUE | PZ | 77
97466921 |  | CARTER SUPERIORE IDRICO | ABDECK. OBEN W.EINH. | WATER UPPER CARTER | CARTER SUPERIOR HYDIQUE | CARTER SUPERIOR HIDRICO | PZ | 88
97466922 |  | CARTER LATO ASPIRAZIONE IDRICO | ABDECK. SAUGSEITIG W.EINH. | WATER SUCTION SIDE CARTER | CARTER COTE ASPIRAT. HYDRIQUE | CARTER LADO ASPIR. HIDRICO | PZ | 134
97466923 |  | PEDANA DI SICUREZZA | SICHERHEITS-FUSSPLATTE | SAFETY PAD | TAPIS DE SECURITE | PLATAFORMA DE SEGURIDAD | PZ | 156
97466924 |  | CARTER INF BRACCIO | ABDECK. UNT. ARM | ARM LOWER CARTER | CARTER INF. BRAS | CARTER INF. BRAZO | PZ | 162
97466925 |  | CARTER INF CASS ALLACC ESTERNA | ABD. UNT. EXT. ANSCHL.KA. | EXTERN CONNECT BOX LOW CARTER | CARTER INF. BOITE AU SOL EXT. | CARTER INF. CAJA CONEX. EXTERN | PZ | 156
97466928 |  | ASS SEMICORPO LATO MOLLA | FEDERSEITE-HALBKÖRPER GR. | SPRING SIDE HALF GR. | GR.DEMI-CORPS COTE RESSORT | JUNTO SEMICUERPO LADO MUELLE | PZ | 6.3
97466929 |  | ASS SEMICORPO LATO BLOCCO | BLOCKSEITE -HALBKÖRPER GR. | BLOCKING SIDE HALF GR. | GR.DEMI-CORPS COTE BLOC | JUNTO SEMICUERPO LADO BLOQUE | PZ | 6.3
97466930 |  | BASETTA PER MICROSWITCH | MICROSWITCHDRAHTKLEMMENLEISTE | MICROSWITSCH BOARD | BASE POUR MICROSWITCH | BASE PARA MICROSWITCH | PZ | 1
97466931 |  | ASS CARTER CASS ALLACC | EINH. ABDECK. ANSCHLUSSKASTEN | CONNECTION BOX CARTER GR. | ENS.CARTER BOITE BRACHEMENTS | JUN.CARTER CAJA CONEXIONES | PZ | 270
97466939 |  | CARTER LATO POLTRONA | ABDECK. SEITE P.STUHL | DENTAL CHAIR SIDE COVER | CARTER CÔTÉ FAUTEUIL | CÁRTER LADO SILLÓN | PZ | 127
97466941 |  | TAPPO IDR NON APPL BRACC FISSO | VERS. W.EINH. FEHL. FEST. ARM | FIXED ARM NON-APPL HYDROCAP | BOUCH.HYDR.NON APPL.BRAS FIXE | TAPA HIDR.NO APL.BRAZO FIJO | PZ | 46
97466948 |  | ASS COFANO BRACCIO CORTO | EINH. HAUBE KURZER ARM | SHORT ARM CARTER UNIT | ENS. CARTER BRAS COURT | JUNTO CARTER BRAZO CORTO | PZ | 163
97466954 |  | GUIDA LAMIERA CAMMA | FÜHRUNG NOCKENBLECH | CAM PLATE TUBE | GUIDE TÔLE CAME | GUIA CHAPA LEVA | PZ | 2.5
97466955 |  | CARTER SUP PANTOGRAFO | ABDECK. OBEN PANTOGRAPH | UPPER PANTOGRAPH COVER | CARTER SUP PANTOGRAPHE | CÁRTER SUP PANTÓGRAFO | PZ | 71
97466967 |  | FRONTE | FRONTTEIL | FRONT | FRONTAL | FRONTAL | PZ | 251
97466968 |  | SPORTELLO | KLAPPE | DOOR | PORTE | PUERTA | PZ | 130
97466969 |  | CASSETTO ESTRAIBILE | SCHUBFACH | REMOVABLE DRAWER | TIROIR EXTRAIBLE | BANDEJA EXTRAIBLE | PZ | 80
97466973 |  | BLOCCHETTO ROTANTE | DREHBLOCK | ROTARY BLOCK | BLOC TOURNANT | BLOQUE GIRANTE | PZ | 13
97466974 |  | ANELLO | RING | RING | ANNEAU | ANILLO | PZ | 13.5
97466975 |  | ANELLO PARTE ESTERNA SX | RING AUSSENTEIL LI | OUTER PART LH RING | ANNEAU PARTIE EXTER. GAUCHE | ANILLO PARTE EXTER. IZQUIERDA | PZ | 11.5
97466976 |  | ANELLO PARTE ESTERNA DX | RING AUSSENTEIL RE | OUTER PART RH RING | ANNEAU PARTIE EXTER. DROITE | ANILO PARTE EXTER. DERECHA | PZ | 11
97466992 |  | CARTER SCHIENALE SEGG 7 2021 | ABDECK. SITZRÜCK.L. 7 2021 | STOOL BACKREST COVER 7 2021 | CARTER DOSSIER TAB. 7 2021 | CARTER RESPALDO TAB. 7 2021 | PZ | 26
97466993 |  | CARTER SEDILE SEGG 7 2021 | ABDECK. SITZFL. SITZ 7 2021 | STOOL SEAT COVER 7 2021 | CARTER ASSISE TAB. 7 2021 | CARTER ASIENTO TAB. 7 2021 | PZ | 34.5
97466994 |  | CARTER SEDILE SEGG 8 2021 | ABDECK. SITZFL. SITZ 8 2021 | STOOL SEAT COVER 8 2021 | CARTER ASSISE TAB. 8 2021 | CARTER ASIENTO TAB. 8 2021 | PZ | 25.5
97466995 |  | CARTER SCHEDA PEDALE WL | WL FUSSANLASSER PLATINE SCHUTZ | WL PEDAL BOARD CARTER | CARTER PLATINE PEDALE WL | CARTER TARJ. PEDAL WL | PZ | 100
97466996 |  | CARTER INF CASS ALLACC SEZ | ABD. UNT. ANSCHL.KA. TR.B. | SECT CONNECT BOX LOWER CARTER | CARTER INF.BOITE BRANCH. SEC | CARTER INF.CAJA CONEX. SEC | PZ | 156
97466998 |  | RONDELLA DI RASAMENTO | ZWISCHENLEGSCHEIBE | SHIM WASHER | RONDELLE D'AJUSTAGE | ARANDELA DE CUÑA | PZ | 2.1
97466999 |  | BOCCOLA DI ROTAZ E CENTR | DREH- UND ZENTRIERBUCHSE | ROT AND CENTR BUSHING | BAGUE ROTATION ET CENTRAGE | CASQU. ROTACION Y CENTRADO | PZ | 2.8
97467016 |  | CORNICE | RAHMEN | FRAME | CADRE | MARCO | PZ | 48.5
97467017 |  | SPORTELLO STAMPANTE | DRUCKERTÜR | PRINTER DOOR | PORTE IMPRIMANTE | PORTILLO IMPRESORA | PZ | 12
97467020 |  | CORNICE SUPERIORE SPORTELLO | OBERE EINFASSUNG KLAPPE | UPPER MILLENNIUM DOOR FRAME (2 | CADRE SUPÉRIEUR PORTE | MARCO SUPERIOR PUERTA | PZ | 13.5
97467022 |  | SERBATOIO CARICO E SCARICO | BE-UND ENTLADEN VON TANK | LOADING/UNLOADING TANK | RÉSERVOIR DE CHARGEMENT/DÉ | RIC DE CARGA Y DESCARGA DE | PZ | 54
97467023 |  | TAPPO CARICO DALL'ALTO | STOPFEN FÜR BEFÜLLUNG VON OBEN | TOP FILLING PLUG | BOUCHON REMPLISSAGE DU HAUT | TAPON CARGA DESDE ARRIBA | PZ | 8.3
97467024 |  | GUARNIZ CARICO DALL'ALTO | DICHTUNG FÜR BEFÜLL. VON OBEN | TOP FILLING GASKET | JOINT REMPLISSAGE DU HAUT | JUNTA CARGA DESDE ARRIBA | PZ | 6.5
97467040 |  | GUSCIO INFERIORE | UNTERE SCHALENHÄLFTE | LOWER SHELL | COQUE INFÉRIEURE | CARCASA INFERIOR | PZ | 30
97467042 |  | CAMMA | NOCKEN | CAM | CAME | LEVA | PZ | 3
97467043 |  | MANOPOLA | KNOPF | KNOB | BOUTON | POMO | PZ | 9.7
97467044 |  | SUPPORTO ROTOLO | ROLLENHALTER | REEL SUPPORT | SUPPORT ROULEAU | SUPORTE ROLLO | PZ | 14
97467045 |  | LEVA | HEBEL | LEVER | LEVIER | PALANCA | PZ | 3.4
97467047 |  | CENTRATORE CARTA | PAPIERZENTRIERER | PAPER POSITIONNER | CENTREUR PAPIER | CENRADOR PAPEL | PZ | 2.9
97467048 |  | PERNO BARRA SALDANTE | ZAPFEN SIEGELSTANGE | SEALING BAR PIN | AXE BARRE DE SOUDAGE | PERNO BARRA SOLDADORA | PZ | 6.3
97467050 |  | PROTEZIONE SCHEDA | PLATINENSCHUTZ | BOARD PROTECTION | PROTECTION TABLEAU | PROTECCIÓN TARJETA | PZ | 3.2
97467056 |  | CORNICE | [S]RAHMEN | MOULDING | CADRE | MARCO | PZ | 42
97467057 |  | SPORTELLO STAMPANTE | DRUCKERTÜR | PRINTER DOOR | PORTE IMPRIMANTE | PORTILLO IMPRESORA | PZ | 9.8
97467058 |  | SPORTELLO | TÜR | DOOR | PORTE | PORTILLO | PZ | 30.5
97467059 |  | CORNICE INTERNO SPORTELLO | INTERNER TÜRRAHMEN | INTERNAL DOOR FRAME | CADRE INTÉRIEUR PORTE | MARCO INTERNO PORTILLO | PZ | 24
97467066 |  | ESTRATTORE VASSOI | ENTNAHMEVORRICHTUNG TRAYS | TRAYS EJECTOR | EJECTEUR PLATEAU | EXTRACTOR BANDEJA | PZ | 4.7
97467067 |  | CANNOTTO CARICO DALL'ALTO | ROHR BESCHICKUNG VON OBEN | TOP LOADING TUBE | TUBE CHARGE DU HAUT | MANGUITO CARGA DESDE ARRIBA | PZ | 13.5
97467068 |  | COPERCHIO MOCOM-PUR | MOCOMPURE ABDECKUNG | MOCOMPURE COVER | COUVERTURE DE MOCOMPURE | MOCOMPURE CUBIERTA | PZ | 15
97467070 |  | IMBUTO CARICO DALL'ALTO | TRICHTER FÜR BEFÜLL. VON OBEN | TOP FILLING FUNNEL | ENTONNOIR REMPLISSAGE DU HAUT | EMBUDO CARGA DESDE ARRIBA | PZ | 5.8
97467080 |  | PRESSORE | ANDRÜCKER | PRESS DEVICE | PRESSEUR | PRENSADOR | PZ | 13.5
97467081 |  | PERNO | BOLZEN | PIN | PIVOT | PERNO | PZ | 2.8
97467084 |  | SUPPORTO MOTORE | MOTORLAGERUNG | MOTOR SUPPORT | SUPPORT MOTEUR | SOPORTE MOTOR | PZ | 11.5
97467085 |  | SUPPORTO PRESSORE | ANDRÜCKERHALTER | PUSHER SUPPORT | SUPPORT PRESSEUR | SOPORTE PRENSADOR | PZ | 2.6
97467086 |  | SUPPORTO INGRANAGGI | ZAHNRAD-UNTERSTÜTZUNG | GEAR SUPPORT | CONTRE-APPUI | APOYO DE EQUIPO | PZ | 11.5
97467088 |  | CAMMA FINECORSA | ENDSCHALTER CAM | LIMIT SWITCH CAM | CAM DE COMMUTATEUR DE LIMITE | LÍMITE LEVA | PZ | 3.7
97467089 |  | CORNICE PULSANTIERA | EINFASSUNG BEDIENFELD | KEYBOARD FRAME | CADRE CLAVIER DE COMMANDE | MARCO BOTONERA | PZ | 5.7
97467090 |  | TENDI CINGHIA | RIEMENSPANNER | BELT TENSIONER | TENDEUR DE COURROIE | TENSOR CORREA | PZ | 4.3
97467091 |  | CAMMA | NOCKEN | CAM | CAMME | LEVA | PZ | 3.4
97467092 |  | PROTEZIONE SCHEDA | KARTENSCHUTZ | CARD PROTECTION | PROTECTION DE CARTES | PROTECCIÓN DE LA TARJETA | PZ | 4.8
97467094 |  | SCIVOLO INSERIMENTO | EINSTECKRUTSCHE | INSERTION CHUTE | GOULOTTE INSERTION | RAMPA INTRODUCCIÓN | PZ | 6.4
97467104 |  | PIANO DI APPOGGIO | HALTERPLAN | SUPPORT PLAN | PLAN D'APPUI | PLANO DE APOYO | PZ | 48
97467106 |  | COPERCHIO LATO SX | DECKEL SEITE LI | LEFT SIDE COVER | COUVERCLE CÔTÉ GCHE | TAPA LADO IZQ. | PZ | 15
97467107 |  | COPERCHIO LATO DX | DECKEL SEITE RE | RIGHT SIDE COVER | COUVERCLE CÔTÉ DRT | TAPA LADO DCHO. | PZ | 15
97467108 |  | TELAIO ESTRATTORE | FRAME EXTRAKTOR | EXTRACTOR FRAME | FRAME EXTRACTOR | MARCO DE EXTRACTOR | PZ | 57.5
97467109 |  | PIANO D'APPOGGIO | AUFLAGEFLÄCHE | PIANO DAPPOGGIO | PLAN D'APPUI | SUPERFICIE DE APOYO | PZ | 39
97467126 |  | CONTROSPORTELLO | GEGEN TÜR | INTERNAL DOOR | CONTRE PORTE | CONTRA-PUERTA | PZ | 104
97467127 |  | FASCIA LATERALE | SEITENANSICHT STIRNBAND | SIDE BAND | BANDE LATÉRALE | BANDA LATERAL | PZ | 40
97467128 |  | ASS FASCIA SUPERIORE | GR. OBERE BLENDE | UPPER COVER ASS | GR. CARTER SUPERIEUR | GR REGLETA SUPERIOR | PZ | 64
97467129 |  | CORNICE DISPLAY ENTRY | DISPLAYRAHMEN ENTRY | ENTRY DISPLAY MOULDING | CADRE AFFICHEUR ENTRÉE/GAMME | MARCO DISPLAY ENTRY LEVEL | PZ | 14.5
97467134 |  | COPERTURA LATERALE DX | ABDECKUNG RECHTS SEITLICH | RIGHT SIDE COVER | CARTER LATÉRAL DROIT | CUBIERTA LATERAL DERECHA | PZ | 67.5
97467135 |  | COPERTURA LATERALE SX | SEITLICHE ABDECKUNG LINKS | LH SIDE COVER | CARTER LATÉRAL GAUCHE | COBERTURA LATERAL IZDA | PZ | 64
97467136 |  | COPERTURA SUPERIORE | OBERE ABDECKUNG | TOP COVER | CARTER SUPÉRIEUR | COBERTURA SUPERIOR | PZ | 57
97467139 |  | SPORTELLO STERN WEBER | KLAPPE STERN WEBER | STERN WEBER DOOR | PORTE STERN WEBER | PUERTA STERN WEBER | PZ | 164
97467140 |  | TAPPO SPORTELLO | TÜRVERSCHLUSS | CAP COVER | BOUCHON PORTE | TAPON PUERTA | PZ | 21
97467163 |  | COPERCHIO SUPERIORE | OBERER DECKEL | UPPER COVER | COUVERCLE SUPÉRIEUR | TAPA SUPERIOR | PZ | 215
97467164 |  | PANNELLO FRONTALE TAMPOGRAFATO | FRONTPLATTE MIT TAMPONDR. | PAD-PRINTED FRONT PANEL | PANNEAU AVANT TAMPOGRAPH | PANEL FRONTAL TAMPOGRAF | PZ | 235
97467165 |  | CONTROCOPERCHIO | GEGENDECKEL | COVER PLATE LOWER PART | CONTRE-COUVERCLE | CONTRATAPA | PZ | 206
97467166 |  | IMBUTO CARICAMENTO SALE | SALZLADENTRICHTER | SALT LOADING FUNNEL | EMBOUT REMPLISSAGE SEL | EMBUDO CARGA SAL | PZ | 2.4
97467167 |  | TAPPO SERB. DETERGENTE | DECKEL REINIGUNGSM.-BEHAELTER | DETERGENT TANK CAP | BOUCHON RÉSERV. DÉTERGENT | TAPÓN DEP. DETERGENTE | PZ | 3.2
97467174 |  | IMBUTO SALE | SALZTRICHTGER | FUNNEL SALT | ENTONNOIR SEL | EMBUDO SAL | PZ | 22.5
97467175 |  | SUPPORTO STRUMENTI | GERÄTE HALTER | INSTRUMENTS HOLDER | SUPPORT INSTRUMENTS | SOPORTE INSTRUMENTOS | PZ | 14.5
97467185 |  | COPERTURA CONNETTORI | ABDECKUNG STECKVERBINDER | CONNECTORS COVER | COUVERTURE CONNECTEURS | COBERTURA CONECTORES | PZ | 18.5
97467200 |  | SPORTELLO FRONTALE | FRONTKLAPPE | SUPREME FRONTAL DOOR | PORTE FRONT. SUPREME | PUERTA FRONT. SUPREME | PZ | 211
97467201 |  | CONTRO SPORTELLO FRONTALE | ANSCHLAG FRONTKLAPPE | FRONT COUNTER DOOR | CONTRE PORTE FRONTALE | CONTRA PUERTA FRONTAL | PZ | 227
97467203 |  | CORNICE SUPERIORE | OBERE UMRANDUNG | UPPER FRAME | CADRE SUPERIEUR | MARCO SUPERIOR | PZ | 196
97467206 |  | DIFFUSORE | DIFFUSOR | DIFFUSER | DIFFUSEUR | DIFUSOR | PZ | 73
97467207 |  | DIFFUSORE RGB | RGB DIFFUSOR | RGB DIFFUSER | DIFFUSEUR RGB | DIFUSOR RGB | PZ | 76
97467208 |  | IMBUTO MOB.IRRORATORE SUP. | MOB. TRICHTER - HÖH. SPRÜHGER. | FITTING MOB. -UPPER SPRAYER | EMBOUT MOB.ROBINET SUP. | EMBUDO MOBIL IRRORADOR SUP. | PZ | 9.3
97467209 |  | TAPPO VASCA | DECKELTANK | BATCH CAP | BOUCHON BASSIN | TAPA TINA | PZ | 186
97467210 |  | TAPPO DECALCIFICATORE | ENTKALK. STOPFEN | SOFTNER CAP | BOUCHON ADOUCISSEUR | TAPA DECALCIFICADOR | PZ | 8
97467222 |  | COVER CAVO | COVER KABEL | CABLE COVER | CACHE CÂBLE | CUBIERTA CABLE | PZ | 63
97467243 |  | SPORTELLO TAMPOGRAFATO | KLAPPE MIT TAMPONDRUCK | PAD-PRINTED DOOR | PORTE TAMPOGRAPHIE | PUERTA TAMPOGRAFIADA | PZ | 158
97467244 |  | SCHIENALE SEGG 8 2021 | SITZRÜCK.L. 8 2021 | STOOL BACKREST 8 2021 | DOSSIER SIÈGE 8 2021 | RESPALDO ASIE 8 2021 | PZ | 106
97467246 |  | COFANO POST NEGATSCOPIO | HAUBE HINT. RÖNT.BETR. | X-RAY VIEWER REAR CASING | CAPOT ARR NÉGATOSCOPE | CÁRTER TRAS. NEGATOSCOPIO | PZ | 105
97467249 |  | CARTER SCHEDE ALLACCIAMENTI V0 | ABDECK. ANSCHLUSS-PLATINEN V0 | V0 CONNECTION BOARDS CARTER | CARTER PLATINES BRANCHEM. V0 | CARTER TARJET.CONEX. V0 | PZ | 35
97467261 | #2 | HANDLE LED-D LAMP | HANDLE LED-D LAMP | HANDLE LED-D LAMP | POIGNEE LED-D LAMP | ASA LED-D LAMP | PZ | 14
97467284 |  | CARTER INT LATO ASPIRAZ | CARTER INT LATO ASPIRAZ | CARTER INT LATO ASPIRAZ | CARTER INT LATO ASPIRAZ | CARTER INT LATO ASPIRAZ | PZ | 42
97467286 |  | SPORTELLO LATO ASPIRAZ | SPORTELLO LATO ASPIRAZ | SPORTELLO LATO ASPIRAZ | SPORTELLO LATO ASPIRAZ | SPORTELLO LATO ASPIRAZ | PZ | 35
97467287 |  | COFANO ANTIRIBALTAMENTO | KIPPSCHUETZABDECKUNG | STABILISING CARTER | CAPOT ANTIREVERSEMENT | CAPO ANTIVOLCADO | PZ | 56
97467289 |  | SPORTELLO TRC | TRC TUER | TRC DOOT | PORTE TRC | PUERTA TRC | PZ | 106
97467290 |  | CARTER GRANDE LATO POLTR | GROSSE ABDEKCUNG STUHLSEITE | CHAIR SIDE BIG CARTER | CARTER GRAND COTE FAUT. | CARTER GRANDE LATO SILLON | PZ | 47.5
97467291 |  | CARTER PICCOLO LATO POLTR | CARTER PICCOLO LATO POLTR | CARTER PICCOLO LATO POLTR | CARTER PETIT COTE FAUTEUIL | CARTER PEQ. LADO SILLON | PZ | 35.5
97467293 |  | SPORTELLO LATO ASPIRAZ | TUER ABSAUGUNGSSEITE | SUCTION SIDE DOOR | PORTE COTE ASPIRATION | PUERTA LADO ASPIRACION | PZ | 58.5
97467304 |  | CARTER COPERTURA BASE TRC | CARTER COPERTURA BASE TRC | CARTER COPERTURA BASE TRC | CARTER COUVERT. BASE TRC | CARTER COBERT. BASE TRC | PZ | 58
97467306 |  | GUIDA LUCE PER LED BACINELLA | LICHTFUEHR. SPUELBECKEN-LED | CUSPIDOR LED LIGHT RUNNER | GUIDE LUMIERE P/LED CRACHOIR | GUIA LUZ PARA LED ESCUPIDERA | PZ | 6.3
97467307 |  | SEMICARTER CILINDRICO L=134MM | ZYLINDERGEHAEUSE L=134MM | CYLINDRIC SEMI-CARTER L=134MM | DEMI CARTER CYLINDR. L=134MM | MEDIO CARTER CILINDR. L=134MM | PZ | 6.9
97467308 |  | GUIDA LUCE PER LED BRACCIO | LICHTFUEHRER FUER ARM-LED | ARM LED LIGHT RUNNER | GUIDE LUMIERE POUR LED BRAS | GUIA LUZ PARA LED BRAZO | PZ | 7.9
97467311 |  | ASS SERBATOIO H2O2 | GR. H2O2-TANK | ASS SERBATOIO H2O2 | ENS. RESERVOIR H2O2 | CONJ. DEPOSITO H2O2 | PZ | 23
97467316 |  | TAPPO PER CARTER ASPIRAZ TR | TAPPO PER CARTER ASPIRAZ TR | TAPPO PER CARTER ASPIRAZ TR | TAPPO PER CARTER ASPIRAZ TR | TAPPO PER CARTER ASPIRAZ TR | PZ | 12.5
97467318 |  | CARTER INTERNO COPERT FILTRI | INN. ABDECKUNG FILTERDECKE | FILTERS' COVER INTERNAL CARTER | CARTER INT. COUB. FILTRES | CARTER INTERNO COB. FILTROS | PZ | 21
97467319 |  | CARTER COPERTURA ALLACC INT | DECKELABDECKUNG IN. ANSCHL. | INTER. CONNECTION COVER CARTER | CARTER COUB. BRACHEM. INTERN. | CARTER COBER. CONEX. INTERN. | PZ | 16.5
97467327 |  | ANELLO DI FINITURA D56 | OBERFLAECHEN-RING D56 | D56 COVER RING | ANNEAU DE FINISS. D56 | ANILLO DE REFINACION D56 | PZ | 1.7
97467329 |  | BLOCCHETTO FRIZIONE BRACCIOLO | ARMLEHNE REIBUNG BLOCK | ARM CLUTCH BLOCK | BLOC FRICTION ACCOUDOIR | BLOQUEO EMBRAGUE BRAZO | PZ | 15
97467330 |  | RACCORDO SERBATOIO | RACCORDO SERBATOIO | RACCORDO SERBATOIO | RACCORDO SERBATOIO | RACCORDO SERBATOIO | PZ | 5
97467332 |  | VETRINO SEDUTA | VETRINO SEDUTA | VETRINO SEDUTA | VETRINO SEDUTA | VETRINO SEDUTA | PZ | 2.4
97467333 |  | CARTER ARCO SCHIEN VETRINO | RUECKENLEHNEBOGEN-ABDECKUNG GL | GLASS BACKREST ARCH CARTER | CARTER ARCHE DOSSIER VIDRE | CARTER ARCO RESP. VIDRIO | PZ | 10.5
97467334 |  | ASS CARTER COPERTURA ALLACC | ASS CARTER COPERTURA ALLACC | ASS CARTER COPERTURA ALLACC | ENS. CARTER COUVERT. BRANCH. | CONJ. CARTER COBERT. ENLACES | PZ | 290
97467337 |  | ASS CARTER COPERTURA ALLACC | ASS CARTER COPERTURA ALLACC | ASS CARTER COPERTURA ALLACC | ENS. CARTER COUVERT. BRANCH. | CONJ. CARTER COBERT. ENLACES | PZ | 330
97467343 |  | COPERTURA SCHEDE ALLACCIAMENTI | DECKEL ANSCHLUSSPLATINEN | COPERTURA SCHEDE ALLACCIAMENTI | COUV. PLATINES BRANCHEMENTS | COB. TARJETAS CONEXIONES | PZ | 33.5
97467347 |  | CARTER PROTEZ SCHEDA INVERTER | SCHUTZABDECKUNG INVERTERPLAT. | INVERTER BOARD PROTECT CARTER | CARTER PROT. PLATINE INVERTER | CARTER PROT. TARJETA INVERTER | PZ | 19
97467354 |  | TAPPO RIEMP SERBATOIO H2O2 | VERSCHL. ABFUELLUNG TANK H2O2 | H2O2 TANK FILLING CAP | BOUCHON REMPL. RESERV. H2O2 | TAPA LLEN. DEPOSITO H2O2 | PZ | 2.6
97467355 |  | ELEMENTO RIEMP SERBATOIO H2O2 | ELEM. ABFUELLUNG TANK H2O2 | H2O2 TANK FILLING PART | ELEM. REMPLISS. RESERVOIR H2O2 | ELEM. LLEN. DEPOSITO H2O2 | PZ | 9.7
97467368 |  | ASS CARTER COPERTURA ATTACCO | GR. VERBINDUNGSST.-ABDECKUNG | CARTER COVER CONNECT UNIT | ENS. CARTER COUB. ATTACHE | JUNTO CARTER COBERT. ATAQUE | PZ | 117
97467370 |  | ASS CARTER COPERTURA ATTACCO | ASS CARTER COPERTURA ATTACCO | ASS CARTER COPERTURA ATTACCO | GR. CARTER COUVERCLE ATTACHE | GR. CARTER COBERT. CONEXION | PZ | 83
97467382 |  | CARTER ANTIRIBALTAMENTO | KIPPSCHUTZABDECKUNG | STABILISING CARTER | CARTER ANTIREVERSEMENT | CARTER ANTIVOLCADO | PZ | 58.5
97467383 |  | TAPPO PER CARTER ANTIRIBALTAM | VERSCHLUSS KIPPSCHUTZABDECKUNG | STABILISING CARTER CAP | BOUCHON CART. ANTIREVERS. | TAPA CARTER ANTIVOLCADO | PZ | 4.2
97467384 |  | TAPPO D=10,5MM BIANCO | WEISS PFROPFEN D=10,5MM | WHITE CAP D=10,5MM | BOUCHON D=10,5MM BLANC | TAPA D=10,5MM BLANCO | PZ | 1
97467388 |  | CARTER COPERTURA CONNESS 230V | DECKELABDECKUNG ANSCHLUSS 230V | CONNECTION COVER CARTER 230V | CARTER COUB. CONECTION 230V | CARTER COBER. CONEXION 230V | PZ | 16
97467401 |  | SERRATURA SPORTELLO | TUERVERSCHLUSS | DOOR LOCKING | FERMETURE PORTE | CIERRE PUERTA | PZ | 2.2
97467471 |  | GUARNIZIONE 28LT | GUARNIZIONE 28LT | GUARNIZIONE 28LT | GUARNIZIONE 28LT | GUARNIZIONE 28LT | PZ | 87
97467497 |  | ASS CARTER COPERTURA ALLACC | ASS CARTER COPERTURA ALLACC | ASS CARTER COPERTURA ALLACC | ENS. CARTER COUVERT. BRANCH. | CONJ. CARTER COBERT. ENLACES | PZ | 360
97481184 |  | DIST CIL D 3.2X4.8 H 03.2 | ZYL ABSTANDSST D3.2X4.8 H 03.2 | CYLIND DIST D 3.2X4.8 H 03.2 | ESPECEUR CIL D 3.2X4.8 H 03.2 | DIST CIL D 3,2X4,8 H 03,2 | PZ | 1.1
97497700 |  | DIAFRAMMA SCARICO ARIA | MEMBRAN LUFTABFLUSS | AIR OUTLET DIAPHRAGM | DIAPRHAGNE VINDAGE AIR | DIAFRAGMA DESCARGA AIRE | PZ | 2.4
97497800 |  | COP COLLETTORE SCARICO | DECKEL ABFLUSS-SAMMLER | OUTLET MANIFOLD COVER | COUVERCLE COLLECTEUR VIDANGE | COBERTURA COLECTOR DESCARGA | PZ | 11
97497900 |  | VENTURIMETRO | SAUGSCHLAUCH | DIFFUSER | BUSE | VENTURÍMETRO | PZ | 3.4
97498000 |  | GHIERA M42X1.5 | MUTTER BEFEST GR SPEICHELABS | SALIVA EJECT. GR. RING NUT | DOUILLE FIXAT. GR. POMPE/SALIV | EJE M42X1.5 JUNTO BOMBA | PZ | 4.1
97520168 |  | IMP.EL.ALIM.EV TURB. E MI | EA MM+TT | MM+TT E.SY | INS.EL. MM+TT | INST EL ALIM EV TURB Y MICROM | PZ | 14
97520171 |  | IMP.EL.ALIM.EV PROP. TURB | EA PROPORT.-EV | PROPORT. EV. E.SY | SYST.EL.ALIM EV PROP. TURBINE | GR INST EL ALIM EV PROP TURB | PZ | 26
97520203 |  | IMP.EL.ALIM.MICROEV.CHIP/ | EL.ANLAGE MIKROEV.CHIP/BREMSE | MICROEV.CHIP/BRAKE EL.SYST. | INST.EL.MICROEV.CHIP/FREIN | SIST.EL.ALIM.MICROEV.CHIP/ | PZ | 7.1
97520204 |  | IMP.EL.ALIM.EV DETART.EMS | EV VERSORGUNGKABEL | EV SUPPLY CABLE | SYST.EL. ALIM. EV DETART. PZ | IMP. ELECTRICA ALIM. EV. DETAR | PZ | 4.9
97520261 |  | IMP.EL.ALIM.ASPIRAZ. META | EL.ANL.METASYS ABSAUGUNG | METASYS SUCTION EL.SYST. | INST.EL.ALIM.ASPIRAT.METASYS | SIST.EL.ALIM.ASPIRAC. META | PZ | 3.1
97520288 |  | IMP.EL.ALIM. EV LAVAGG.CA | EL.ANL.EV KANUELENREINIGUNG | HOSES WASHING EV EL.SYST. | INST.EL.AL.EV RINCAGE CANULES | INST EL ALIM EV LAVADO CÁ | PZ | 6.4
97520294 |  | IMP.EL.ALIM.EV. LAMP. POL | EL.ANLAGE EV POLIM.LAMPE | CURING LIGHT EV EL.SYST. | INST.EL.ALIM.EV LAMPE A POL. | CUANILLO LIGHT EV EL.SYST. | PZ | 6.6
97520296 |  | IMP.EL.PONTE 3-4 AMP-MODU | EL.ANL.BRUECKE | BRIDGE EL.SYST. | INST.EL.PONT | SIST.EL.PUENTE 3-4 AMP-MÓDU | PZ | 1.4
97520299 |  | IMP.EL.ALIM.INTERR. GEN. | EL.ANL.VERSORG.HAUPTSCHALTER | MAIN SWITCH SUPPLY EL SYSTEM | CIRC.EL. ALIM.INTERRUPTEUR GEN | INST EL ALIM INTERRUPTOR GEN | PZ | 8.8
97520303 |  | IMP.EL.ALIM.REOSTATO | FUSSPEDAL KABEL | FOOT CONTROL CABLE | SYST.EL. ALIM. RHEOSTAT | MANGUERA PEDAL | PZ | 201
97520306 |  | IMP.EL.SCH.POLTR.-SCH.MOT | KABEL STUHL PL.-MOT.RUCKL.PL. | D.CHAIR B.-BACKR.MOT.B.CABLE | CABLE PL.FAUT.-PL.MOT.DOSSIER | INST EL TARJ SILLÓN-TARJ MOT | PZ | 14.5
97520326 |  | IMP.EL. SEGN. VALVOLA | SIGNALKABEL | SIGNALS CABLE | CABLE SIGNAUX | INST EL VÁLV SEP CATTANI | PZ | 11
97520332 |  | IMP.EL.ALIM.EV ASPIRASAL. | KABEL EV | EV SUPPLY CABLE | CABLE ALIM.EV | SIST.EL.ALIM.EV ASPIRA-SAL. | PZ | 3.6
97520333 |  | IMP.EL.ALIM.MICRO PEDANA | KABEL SICHERHEITMIKRO | SECURITY MICROSW.SUPPLY CABLE | CABLE ALIM.MICROCONT.SECURITE | INST EL ALIM MICRO PLATAF | PZ | 5.9
97520334 |  | IMP.EL.ALIM.INTERRUTT. | KABEL AUSSCHALTER | GEN.SWITCH SUPPLY CABLE | CABLE ALIM.INTERR.GEN. | INST EL ALIM INTERRUPTOR | PZ | 18
97520350 |  | IMP.EL.SEZ.VGA DA IDRICO | KABEL VGA-SIGNALGEBER | VGA SIGNAL CABLE | CABLE SIGNAL VGA | INST EL SEC VGA DESDE HÍD | PZ | 103
97520352 |  | IMP.EL.SEZ.VGA DA MONITOR | KABEL VGA-SIGNALGEBER | VGA SIGNAL CABLE | CABLE SIGNAL VGA | INST EL SEC VGA DE MONITOR | PZ | 97.5
97520366 |  | IMP.EL.MASSA MOTORID. | MASSEKABEL | GROUND CABLE | CABLE MASSE | SIST.EL.MASA MOTORRED. | PZ | 2.1
97520374 |  | IMP.EL.SCH. POLTR.- SCH. | EL.ANL.PL.STUHL-PL.MOTORST. | D.CHAIR B.-MOTOR FEED.B.EL.S. | INST.EL.PL.FAUT.-PL.ALIM.MOT. | INST EL TARJ SILLÓN- TARJ | PZ | 46
97520385 |  | IMP.EL.SEGN.PAL L=2900MM | KABEL VIDEO PAL | PAL VIDEO CABLE | CABLE VIDEO PAL | SIST.EL.SEÑ.PAL L=2900MM | PZ | 120
97520402 |  | IMP.EL.+PORTALAMP.NEGAT. | EL.ANL.+RONTG.-LAMPETRAEGER | EL.SYST.+NEGAT.LAMP-HOLDER | INST.EL.+PORTELAMPE NEGAT. | GR INST EL+PORTALÁMP NEGAT | PZ | 29
97520406 |  | IMP.EL.SENSORE MANIGLIA | EL.ANL.SENSOR GRIFF | HANDLE SENSOR EL SYSTEM | CIRC.EL. CAPTEUR POIGNEE | INST EL SENSOR AGARRADERA | PZ | 5.3
97520408 |  | IMP.EL.SCH.COL.-SCH.TAVOL | EL.ANLAGE SAEULE PL.-TABL.PL. | COL.BOARD-TABLE B. EL.SYSTEM | INST.EL.PLAT.COL.-PLAT.TABL. | SIST.EL.TARJ.COL.-TARJ.BAND | PZ | 85
97520409 | (**) | IMP.EL.CAN-BUS L=2700 MM | EL.ANLAGE CAN.BUS L=2700 MM | CAN-BUS L=2700 MM EL.SYSTEM | INST.EL.CAN-BUS L=2700 MM | INST EL CAN-BUS L=2700 MM | PZ | 12
97520416 |  | IMP.EL.ALIM.CONTROLLO SIR | EL.ANL.KONTROLL 6F SPRITZE | 6F SYRINGE CONTROL EL.SYST. | INST.EL.CONTROLE SER.6F | SIST.EL.ALIM.CONTROL JER | PZ | 8.2
97520421 |  | IMP.EL. ALIM. EV SINGOLA | EL.ANLAGE DES DEST.H2O BEH. | SINGLE ELECTROV. WIRING CABLE | INST.EL.ALIM.EV SING. | CABLEADO ALIM EV MONOESTABLE | PZ | 3.6
97520435 |  | IMP.EL.+MICRO AZION. LEVA | EL. ANL.+HEBEL MIKROBETATIGUNG | EL.SYST.+LEVER MICROOPERAT. | INST.ELEC.+MICROACTION.LEVIER | INST EL +MICRO ACCIONAM PAL | PZ | 27
97520448 |  | CABL. + MICRO LEVA RICH. | KABEL+INSTR.R?CKHOLHEBEL MIKRO | CABLE+INSTR.RET.LEVER MICROSW. | CABLE+MICROSW.LEV.RAPP.INSTR. | CABLE + MICRO LEVA | PZ | 11.5
97520497 |  | IMP.EL.ALIM.MONITOR DA CASS. | MONITORSPEISER EL.ANLAGE | CONN.BOX MONITOR FEED.EL.SYST. | SYST.EL.ALIM.ECRAN BOITE AU SO | INST EL ALIM MONITOR DESDE CAJ | PZ | 14.5
97520503 |  | IMP.EL + MICRO CONS. CANNULE | EL.ANLAGE+KANULE MIKRO ERL. | EL.SYST.+CANNULE MICRO CONS. | SYST.EL.+MICRO CONS.CANULE | SIST. EL. MICRO CONS. CANULAS | PZ | 26
97520504 |  | IMP.EL. MICRO+CAVO VIDEO | MIKRO ELEK.ANL.+VIDEO KABEL | MICRO EL.SYST.+VIDEO CABLE | INST.EL.MICRO+CABLE VIDEO | INST EL MICRO+CABLE VÍDEO | PZ | 115
97520506 |  | IMP.EL. INTERRUTT. GENERALE | GENER.SCHALTER ELEK.ANLAGE | GENERAL SWITCH ELECT.SYST. | INST.ELEC.INTERRUPT.GENER. | SIST.EL. INTERRUPT. GENERAL | PZ | 17.5
97520507 |  | IMP.EL. PIATT. BASE RX-RJ4 | RX-RJ45 BASIS PLAETTCH. EL.ANL | RX-RJ45 BASIS TWIN LEAD EL.SYS | SYST.EL. PLAT BASE RX-RJ45 | INST EL CABLE BASE RX-RJ4 | PZ | 7.5
97520520 |  | IMP.EL. ALIM. SWITCHING | SWITCHING SPEISER EL.ANLAGE | SWITCHING FEEDER ELEK.SYST | SYST.EL.ALIMENT.SWITCHING | SIST.EL. ALIM. SWITCHING | PZ | 14
97520524 |  | IMP.EL. ALIM. LAMPADA | EL.ANL. VERSORG. LAMPE | LAMP SUPPLY EL SYSTEM | CIRC.EL. ALIM. LAMPE | INST EL ALIM LÁMPARA | PZ | 2.5
97520526 |  | IMP.EL. PORTA LAMPADINA | EL.ANL. LAMPENHALTER | LAMP SOCKET EL. SYSTEM | SYST. EL. SUPPORT AMPOULE | SIST. EL. PORTABOMBILLA | PZ | 5.8
97520527 |  | IMP.EL. CONNESS. SENSORE NTC | EL.ANL. ANSCHLUSS SENSOR NTC | NTC SENSOR CONNECT EL SYSTEM | SYST. EL. CONNEX. CAPTEUR NTC | INST. ELECTRICA SENSOR NTC | PZ | 29
97520532 |  | IMP.EL. ALIM. PEDALE DIGIT | EL.ANL. VERSORG. PEDAL DIGIT | DIGIT PEDAL SUPPLY EL SYSTEM | SYST. EL. ALIM COMM./PIED NUM. | CABLE PEDAL DIGITAL | PZ | 81
97520533 |  | IMP.EL. INTERF. ALIMENTATORE | SPEISERINTERFACE ELEK.ANLAGE | FEEDER INTERFACE ELET.SYST. | SYST.EL.INTERFACE ALIMENTATEUR | SIST.EL. INTERF. ALIMENTADOR | PZ | 13.5
97520549 |  | CAVO LAN CAT 5E UTP L=3 M | KABLE 5E UTP L=3MT | 5E UTP CABLE L=3MT | CABLE 5E UTP L=3 MT | CABLE LAN CAT 5E UTP L=3 M | PZ | 7.8
97520552 |  | IMP.EL. VENTOLA LAMPADA | EL.ANL. LÜFTUNG LAMPE | LAMP FAN EL SYSTEM | SYST. EL. VENTILATEUR LAMPE | SIST. EL. VENTILADOR LAMPARA | PZ | 65
97520555 |  | IMP.EL. EV MM IMPIANTO DIGI | EL.ANL. EV MM ANLAGE DIGIT | DIGIT SYSTEM MM EV EL SYSTEM | CIRC. ÉL. EV MM CIRCUIT NUMER. | INST EL EV MICROM INST DIGI | PZ | 17
97520559 |  | GUAINA ESTERNA CAVO ALIM. CART | SPEIS.KABLE AUSSERHUELLE | EXTERN. SHEATH CABLE ALIM | GAINE EXTER. CABLE ALIM | FUNDA EXTERNA CABLE ALIM. CART | PZ | 171
97520561 |  | IMP.EL. SONDE POMPA CATTANI | EL.ANL. SONDEN PUMPE CATTANI | CATTANI PUMP PROBE EL SYSTEM | CIRC. EL. SONDES POMPE CATTANI | INST EL SONDAS BOMBA CATTANI | PZ | 25
97520562 |  | IMP.EL. ALIM. SEPARATORE | EL.ANL. VERSORG. ABSCHEIDER | SEPARATOR SUPPLY EL SYSTEM | SYST. EL. ALIM. SEPARATEUR | INSTALACION ELECTRICA ALIM. SE | PZ | 25.5
97520564 |  | IMP.EL. ALIM. VALVOLA DURR | EL.ANL. VERSORG. VENTIL DURR | DURR VALVE SUPPLY EL SYSTEM | CIRC. EL. ALIMEN. VANNE DURR | INST EL ALIM VÁLVULA DURR | PZ | 13.5
97520567 |  | IMP.EL. MICRO TAV. ASSIST. | HELF.ELEM. MIKRO-EL.ANLAGE | MICRO ELECTR SYST ASS.MODUL | INST.ELECTR. MICRO MOD.ASSIST | INST EL MICRO BAND AUX | PZ | 9.9
97520569 |  | IMP.EL. ALIM. VALVOLA CENTR. | EL.ANL. VERSORG. VENTIL ZENTR. | CENTR VALVE SUPPLY EL SYSTEM | SYT. EL. ALIM. SOUPAPE CENTR. | INST EL ALIM VÁLV CENTR | PZ | 17.5
97520573 |  | IMP.EL. SEZ CANNULE (LITE) | EL.ANL. ABSCHN. KANÜLEN | CANNULE SECT EL SYSTEM | CIRC. ÉL. SECT. CANULES | SIST.EL. SEC CÁNULAS (LITE) | PZ | 13
97520574 |  | IMP.EL. ACQUA DISTILLATA | EL.ANL. DESTILLIERTES WASSER | DISTILLED WATER EL SYSTEM | CIRC. EL. EAU DISTILLEE | INST EL AGUA DESTILADA | PZ | 48
97520578 |  | IMP.EL. SCH. JOYSTICK | EL.ANL. KART. JOYSTICK | JOYSTICK BOARD EL SYSTEM | CIRC. EL. MANCHE A BALAI | INST EL TARJ JOYSTICK | PZ | 13
97520579 |  | IMP.EL. SCH. LED | EL.ANL. KART. LED | LED BOARD EL SYSTEM | CIRC. EL. PLATINE LED | INST EL TARJETA LED | PZ | 8.2
97520580 |  | IMP.EL. GR.IDRICO - MEDICO | ARZT WASSER GRUPPE EL.ANL. | DOCTOR HYDRO-GROUP EL. SYSTEM | INST. EL. GR. HYDRIQUE DOCTEUR | INST EL GR. HIDRICO - DOCTOR | PZ | 161
97520583 |  | IMP.EL.ALIM REOSTATO ANALOG | EL.ANL.VERSORG. FUSSANLASSER A | ANALOG REHOSTAT SUPPLY EL SY | SYST.EL. ALIM. RHEOSTAT ANALOG | INST EL ALIM REÓST ANALÓG | PZ | 142
97520587 |  | IMP.EL.ALIM.SCH.INDUZIONE | EL.ANL. VERS.KART.INDUKTION | INDUCT BOARD SUPPLY EL SYSTEM | CIRC. È. ALIM. PLATINE INDUCT. | INST EL ALIM TARJ INDUCCIÓN | PZ | 33.5
97520591 |  | IMP.EL. MICRO EMERGENZA | EL.ANL. MIKROSCH. NOT-AUS | EMERGENCY MICROSWITCH EL SYS | CIRC.EL. MICROCONTACT URGENCE | INST EL MICRO EMERGENCIA | PZ | 25
97520598 |  | IMP.EL.PROL.CASS.ALLAC.-IDR | WASS.VERB.KASTVERLANG ELANLAG | WAT.CONN.BOX EXTEN.EL.SYST | INST.EL.ALLONG EAU BOITE BRANC | INST EL EXT CAJ CONEX HÍDR | PZ | 69.5
97520601 |  | IMP.EL. APPL. BIOSTER | EL.ANL. ANW. BIOSTER | BIOSTER APPLIC EL SYSTEM | CIRC. EL. APPL. BIOSTER | SIST.EL. APL. BIOSTER | PZ | 19.5
97520602 |  | IMP.EL. COMANDI MULTIMEDIA | EL.ANL. STEUERUNGEN MULTIMEDIA | MULTIMEDIA CONTROL EL SYSTEM | CIRC.EL. COMMANDES MULTIMEDIA | INST EL MANDOS MULTIMEDIA | PZ | 18
97520603 |  | IMP.EL. COLLEG. TELERUTTORE | FERNSCHALT.VERBIN.EL.ANLAGE | REM.SWITCH CON.ELEC.SYSTEM | SYST.EL.CONNEX.TELERUPTEUR | INST. ELEC. TELERUPTOR | PZ | 5.7
97520608 |  | IMP.EL.SEZ.VIDEO DA IDR. | ELEKT.ANLAGE VIDEO TRENNUNG | ELEC.SYSTEM VIDEO SECT. | INST.ELECTR. SECT.VIDEO | INST EL SEC VÍDEO DESDE HÍDR | PZ | 96.5
97520615 |  | IMP.EL.ALIM.LAMP.VENUS BASIC | VENUS BASIC-LAMPESPEIS. ELANLA | VENUS BASIC LIGHT FEED.EL.SYST | INST.EL. ALIM. LAMPE VENUS BAS | INST EL ALIM LÁMP VENUS BASIC | PZ | 14
97520616 |  | IMP.EL. TERMOSTATO LAMPADA | LAMPETHERMOST ELEKTRANLAGE | LIGHT THERMOST ELECTR SYST | INST.ELECTR THERMOSTAT LAMPE | INST EL TERMOSTATO LÁMPARA | PZ | 5.6
97520617 |  | IMP.EL.POTENZIOM. BACINELLA | SPEISCH.POTENZIOM-ELEKTR.ANLAG | ELECTR.UNIT CUSPID.BOWL POTENT | SYST.EL.POTENTIOM.CRACHOIR | INSTAL.ELECTR. POTENCIOM.ESCUP | PZ | 73
97520618 |  | IMP.EL. MOTORE BACINELLA | ELEKTR.ANL. SPEISCHALEMOTOR | ELECT.SYST CUSPIDOR ENGINE | INST.EL. MOTEUR CRACHOIR | INST.EL. MOTOR ESCUPIDERA | PZ | 17.5
97520623 |  | IMP.EL.MICRO SICUR. TAV.ASS. | ELEKTR ANL. MIKRO SICHERH.HELF | ELECT. SYST MICRO SAFETY ASSIS | INST.EL. MICRO SECUR.MOD ASSIS | INST.EL. MICRO SEGUR CONS AUXI | PZ | 30.5
97520625 |  | IMP. EL. PALO LAMP. A SOFF. | DECKLAMPEPFAHL ELEK.ANLAGE | CEILING LIGHT PILE EL. SYST | CABLAGE COLONNE LAMPE PLAFON | INST EL POSTE LÁMP TECHO | PZ | 8.4
97520626 |  | IMP. EL. BINARIO A SOFFITTO | DECKGLEIS ELEKTR.ANLAGE | CEILING TRACK ELECTR SYST | INST EL. COULISSE PLAFOND | INST EL RIEL DE TECHO | PZ | 31
97520627 |  | IMP. EL. BRACCIO LAMPADA | LAMPEARME ELEKTR.ANLAGE | LIGHT ARM ELECTR SYST | INST ELECTR BRAS LAMPE | SIST. EL. BRAZO LÁMPARA | PZ | 15
97520629 |  | IMP.EL. VGA L=6 METRI | EL. ANLAGE VGA L=6 MT | EL. SYSTEM VGA L= 6 MT | INSTALL. ELECT. VGA L=6 MT | SIST.EL. VGA L=6 METROS | PZ | 193
97520634 |  | IMP.EL.SCH.POLTR.-SCH.MOT. | ELE SYST STUHLPLAT-MOTORPLAT | CHAIR-MOTOR BOARD EL. DEVICE | SYST.EL. CARTE FAUTEUIL-MOTEUR | SIS ELE TARJ SILLON-TARJ MOTOR | PZ | 32
97520635 |  | IMP.EL.ALIM.INTERRUTT.GEN | ELE SYST STEUR GENER SCHALTER | GEN. INTERRUPTOR EL.DEV. SUPPL | SYST.EL. ALIM. INTERRUPT. GEN. | SIS EL ALIMENT INTERUPT GENER | PZ | 35
97520636 |  | IMP.EL.SCH.POLTR.-SCH.MOT. | ELE SYST STUHLPLAT-MOTORPLAT | CHAIR-MOTOR BOARD EL. DEVICE | SYST.EL. CARTE FAUTEUIL-MOTEUR | SIS ELE TARJ SILLON-TARJ MOTOR | PZ | 73.5
97520646 |  | IMP. EL. MICRO EMERGENZA | NOTFALL-MICRO ELEKTR ANL | EMERGENCY MICRO ELECT SYST | INST EL MICRO URGENCE | INST ELCTR MICRO EMERGENCIA | PZ | 8.4
97520647 |  | IMP. EL. PROLUNGA | VERLÄNGERUNGSKABEL SONDE H2O | IMP. EL. PROLUNGA SONDA H2O | INST. ÉL. RALLONGE | SIST. EL. EXTENSIÓN | PZ | 8
97520650 |  | IMP. EL. MICRO AZION. STRUM. | GERATE ANTRIEB MIKRO ELEKTANL. | TOOLS WORKING MICRO ELEC SYST | SYST. EL. MICRO ACTION.INSTRUM | IMP. EL. MICRO ACTUADOR INSTR. | PZ | 16
97520651 |  | IMP. EL. MICRO FINE-CORSA | ENDLAUF MIKRO ELEKTRANLAG | END STRNO!E MICRO EL SYST | INST ELECTR MICRO FIN COURSE | INST EL MICRO FIN CARRERA | PZ | 13.5
97520653 |  | IMP. EL. ALIM. INTERR. GEN. | ELEKTR.SPEISEGER GEN.SCHALTER | POWER SYST FEED GEN INTERR | GR.ELECTR ALIM INTERRUPT GEN | INST EL ALIM INTERRUPT GENERAL | PZ | 12.5
97520655 |  | IMP. EL. SCHEDA MOVIM. DELIV | DELIV BEWEG.PLATINE ELEKTR.ANL | EL SYS DELIV MOVEM BOARD | INST ELECT CARTE MOUVEM DELIV | SIST. EL. TARJETA MOVIM. DELIV | PZ | 21.5
97520656 |  | IMP. EL. + PRESA ESTERNA | ELEKTRANLAGE+AUSSENSTECKDOSE | ELECTR SYST + EXTERN TAP | INST ELECTR + PRISE EXTER. | INST EL + TOMA EXTERNA | PZ | 38
97520658 |  | IMP. EL. MICRO BACINELLA | ELEKTR ANL. SPEISCHALE MIKRO | ELECT. SYST MICRO CUSPIDOR BOW | INST.EL. MICRO CRACHOIR | INST.EL. MICRO ESCUIPIDERA | PZ | 15
97520659 |  | IMP. EL. MICRO | ELEKTR.ANLAGE ARZTEL.MIKROINST | ELECTR.SYST.MIKRO INSTRUM.MODU | SYST. EL .MICRO INSTR.TABLETTE | INSTAL.ELECTR. MICRO INSTRUM.B | PZ | 19.5
97520662 |  | IMP. EL. SEZ. COLONNA | ELE SYST SAEULESEGMENT | SECT. COLUMN EL. DEVICE | SYST.EL. SECT. COLONNE | SIST ELE SECCION COLUMNA | PZ | 19
97520665 |  | IMP. EL. SCH. MOVIM. TAV. | EL. ANL. PLAT. BEW. ELEMENT | DOC.TAB.EL.SYST.MOV. | INST. ÉL. DOSS. MOUV. TABL. | SIST. EL. TARJ. MOVIM. BAND. | PZ | 16
97520666 |  | IMP. EL. ALIM. EV PILOTA | STEUERMAGNETVENT ELEKTRANLAGE | ELECTROVALVE CONTR POW SYST | GR.ALIMENT CONTROL ELECTROVAL | INST EL ALIM EV PILOTO | PZ | 15.5
97520668 |  | IMP.EL.ALIM.SCHEDA CONTROLLO | KAM.KONTR.PLAT.SPEIS.EL.ANLAGE | CAM.CTRL BOARD FEED.EL.SYS. | INST.EL.ALIM.PLAT.CTRL CAMERA | INST EL ALIM TARJETA CONTROL | PZ | 25
97520669 |  | IMP.EL. COMANDI CONTROLLO | KAMERA KONTROL.ELEK.ANLAGE | CAMERA CTRL EL.SYST. | INST.ELEC.CONTROLE CAMERA | SIST.EL. MANDOS CONTROL | PZ | 24
97520670 |  | IMP.EL. CORDONE ID-CAM | ELEKTR.ANL SCHLAUCH ID-CAM | ELECT. SYST HANDP TUBING ID-CA | INST.EL CORDON ID-CAM | INST.EL MANGUERA ID-CAM | PZ | 60.5
97520671 |  | IMP.EL. CORDONE ID-CAM | ID-CAM SCHLAUCH EL.ANLAGE | ID-CAM CORD EL.SYSTEM | INST.ELECT.CORDON ID-CAM | INST EL MANGUERA ID-CAM | PZ | 30
97520672 |  | IMP. EL. FEEDBACK MONOBLOCCO | ELE SYST MONOBLOCK-FEEDBACK | ELEC SYS MONOBLOC FEEDBACK | DISP.EL. FEEDBACK MONOBLOC | MONTAJE .EL. UNIDAD FEEDBACK | PZ | 15
97520674 |  | IMP.EL.DOPPIO MICRO AZIONAM. | EL. ANL. DOPPELMIKROSCH. ANTR. | ACTUAT. MICRO DOUBLE EL. SYS. | CIRC.ÉL.DOUBLE MICROC.ACTIONN. | INST EL DOBLE MICRO ACCIONAM | PZ | 40.5
97520678 |  | CAVO PROLUNGA USB 2.0 2MT | USB VERLAENG.KABEL 2.0 2MT. | USB EXTENSION CABLE 2.0 2MT | CABLE ALLONGE USB 2.0 2MT | CABLE ALARG USB 2.0 2 M | PZ | 16.5
97520682 |  | IMP.EL. CAN-BUS | ELEKTR ANLAG. CA-BUS | ELECT SYST CA-BUS | INST ELE CA-BUS | INST ELE CA-BUS | PZ | 9.7
97520683 |  | IMP.EL. USCITA VGA | VGA EINGANG ELEKTRANLAGE | VGA PORT ELECTR SYST | INST.ELECTR PORTE VGA | INST EL SALIDA VGA | PZ | 71
97520684 |  | IMP.EL.USCITA VIDEO/S-VIDEO | VIDEO/S-VIDEO EING ELEKANLAGE | VIDEO/S-VIDEO PORT ELECTR SYS | SYST. EL. PORTE VIDEO/S-VIDEO | INST EL SALIDA VÍDEO/S-VÍDEO | PZ | 33.5
97520685 |  | IMP.EL.PROL. S-VIDEO 2MT | VIDEO SIGN.VERLAENG.EL.ANLAGE | VIDEO SIGNAL EXTEN.EL.SYST. | RALLONGE SIGNAL VIDEO 2M | INST EL ALARG S-VÍDEO 2M | PZ | 46
97520687 |  | IMP.EL. USCITA USB 2.0 | USB 2.0 EINGANG ELEKTRANLAGE | ELECTR SYST USB 2.0 PORT | INST.ELECTR PORTE USB 2.0 | INST EL SALIDA USB 2.0 | PZ | 25.5
97520690 |  | IMP. EL. CAVO PALMARE | EL.ANL. KABEL PALMGERAET | EL. WIRING PALM CONTROL | INST. ÉLEC. COMMANDE. A DIST. | INST. EL. CABLE PALMAR | PZ | 24
97520694 |  | IMP. EL. COMANDI STEP UP | EL. ANL. STEUERUNGEN STEP-UP | STEP UP CONTROL EL. DEVICE | INST. EL. CONTROLE STEP UP | INST EL MANDOS STEP UP | PZ | 9.1
97520695 |  | IMP. EL. CONDENSAT. STEP UP | STEP UP-KONDENS. ELEKTR.ANLAGE | STEP UP CONDENS ELECTR UNIT | INSTALL. ELECTR. COND. STEP UP | SIST. EL. CONDENSAD. STEP UP | PZ | 7.8
97520698 |  | IMP. EL. INTERR. GENERALE | EL.ANLAGE HAUPTSCHALTER | CABLE GENERAL SWITCH | CIRC.ÉL. INTERRUPT.GÉNÉRAL | INST. EL. INTERR. GENERAL | PZ | 23.5
97520699 |  | IMP. EL. SENSORI CONO | ELEK. ANLAGE SENSOR KEGEL | CONE SENSOR EL. SYS. | INST.EL.CAPTEUR CONE | SIST. EL. SENSOR CONO | PZ | 13
97520704 |  | IMP.EL. IDRICO DIGITALE | DIGITAL-WASSER ELEKTR ANL | DIGITAL HYDRI. ELECT SYST | INST ELE HYDRIQ DIGITAL | INST ELE AGUA DIGITAL | PZ | 327
97520705 |  | IMP.EL. SCH.TAV. -SCH.IDR. | EL.ANL. PLATINE-WASSER PLATIN | EL.SYST. TABLE BOARD-WATER BOA | INST.EL.PLAT.TABL.-PLAT.HYDR. | INST.EL. TARJ MESA-TARJET HIDR | PZ | 143
97520706 |  | IMP.EL. SEZ. CORDONE | ELEKTR.ANLAGE SCHLAUCHEGLIED | ELECTR.SYST. HANDPIECE TUB.SEC | INST.ELECTR. SECT. CORDON | INST.ELECTR. SECC. CABLE | PZ | 48.5
97520708 |  | IMP. EL. MICROSWITCH COLLIM. | EL. ANL.MICROSWITCH KOLLIMATOR | EL. SYST. COLLIM. MICROSWITCH | CIRC.ÉL. MICROC.COLLIMAT. | INST.EL. MICROSWITCH COLIMADOR | PZ | 21
97520709 |  | IMP.EL. POTENZIOMETRO POLTR | ELEKTR.ANLAGE STUHLPOTENTION. | CHAIR POTENTIOM. EL. DEV. | SYST.EL. POTENTIOM. FAUTEUIL | SIST.EL. POTENCIOM. SILLON | PZ | 118
97520710 |  | IMP. EL. ADATT. ALIM. SCHEDA | PLAT.SPEISEGERPASSST.ELEC.ANL. | BOARD FEED. ADAPT ELEC.SYST. | INST.EL.ADAPT ALIM.PLAT. | INST EL ADAPT ALIM TARJETA | PZ | 24.5
97520713 |  | IMP.EL. COLLEGAMENTO DI TERRA | ELEKTR ANL ERDLEITUNG | EL. DEVICE FOR GROUND CONNECT. | INST. EL POUR MISE A TERRE | INST EL TIERRA | PZ | 2.6
97520715 |  | IMP.EL. ADATTATORE PRESA | STECKDOSE-ADAPTER ELEKTR.ANL. | ELECT. SOCKET ADAPTER SYST.. | INST.EL. VIROLE PRISE DE C. | INST.EL. ADAPTADOR TOMA DE COR | PZ | 69
97520758 |  | IMP.EL. ALIM. MONITOR | MONITOR PUMPE ELEKTR.ANL. | MONITOR FEED.ELECTR.SYST | INST. EL. ALIMENT. MONITEUR | INST.ELECTR.ALIMENT. MONITOR | PZ | 19.5
97520780 |  | IMP.EL. ALIM. GR. IDRICO | ELE SYST STEUR WASSERGR | HYDRIC GR. SUPPLY EL.DEV. | SYST. EL. ALIM. GR. HYDRIQUE | SIS ELE ALIMENT GR HIDRICO | PZ | 109
97520781 |  | IMP.EL. ALIM. TAV. STRUMENTI | EL. ANL. VERS. INSTR.ABLAGE | INSTR.TABLE POW.SUP.EL.SYST. | INST.ÉL. ALIM. TABL. INSTRUM. | SIST.EL. ALIM. BAND.INSTRUMEN. | PZ | 68.5
97520782 |  | IMP.EL. ALIM. POLTRONA | STUHLSPEISUNGS- ELEKTR.SYST | PATIENT CHAIR EL.PW SUP.DEVICE | SYST. EL. D'ALIM. FAUTEUIL | SIST. EL. ALIMENTACION SILLON | PZ | 16.5
97520783 |  | IMP.EL. ALIM. SCHEDA POLTR. | PLATINESPEIS- ELEKTR SYST STUH | EL. PW SUP. BOARD FOR CHAIR | SYST.ALIM EL. CARTE FAUTEUIL | SIST EL. ALIM CIRCUITO SILLON | PZ | 30
97520789 |  | IMP.EL. VALVOLA DURR | DURR-VENTIL ELEKTR KIT | DURR VALVE EL SYST | INST EL VALVE DURR | INST EL VALVULA DURR | PZ | 14.5
97520790 |  | IMP.EL. SEPARAT. DURR | KABELSATZ DÜRR ABSCHEIDER | DURR SEPARATOR EL. SYST. | SYST. EL. SEPARATEUR DURR | SIST. EL. SEPARADOR DURR | PZ | 16
97520791 |  | IMP.EL. ALIM. SEPAR. METASYS | ELEKT SYST SPEIS ABSCHEI METAS | EL.DEV.METASYS SEPAR. SUPPLY | INST.EL.ALIM SEPAR.METASYS | INST EL ALIMENT SEPARAD METASY | PZ | 14
97520792 |  | IMP. EL. ALIM. ASPIR. PNEUM. | ELE SYST STEUR LUFTSAEUGER | PNEUM. SUCTION SUPPLY EL.DEV. | SYST. EL. ALIM. ASPIR. PNEUM. | SIS ELE ALIMEN ASPIRAC NEUMAT | PZ | 6.7
97520794 |  | IMP.EL. SONDE SEP. CATTANI | ELE SYST SCHEIDERSONDE CATTANI | CATTANI SEP. PROBES EL. DEV. | SYST.EL. SONDES SEP. CATTANI | SIS ELE SONDAS SEPAR CATTANI | PZ | 17
97520802 |  | IMP. EL. PER PROGRAMMAZIONE | PROGRAMM- ELEKTR ANL | EL. DEVICE FOR PROGRAMMATION | INST.EL. POUR PROGRAMMATION | INST ELECTR PROGRAMAC | PZ | 29.5
97520858 |  | IMP.EL. ALIM. EV CENTRALIZZ. | EL.TRIEB VERSORGUNG ZENTRAL-MV | FEEDING ELECT SYST CENTR EV | SYST.EL. ALIM. ELECTROV.CENTR. | INST. EL ALIM EV. CENTRAL | PZ | 7
97520859 |  | IMP.EL. ALIM. TAV. ASSIST. | EL. ANL. VERSORG. HELF.EL. | ASSIST MOD PWR SUPP EL. SYS | CIRC.ÉL. ALIM. TABL. ASSIST. | INST EL ALIM BAND AUX | PZ | 43
97520860 |  | IMP.EL. ALIM. EV BICCH.-BAC. | EL. ANL. VERS. MV GLAS-MUNDS. | BASIN-GLASS EL.SYST. | INST.ÉL. ALIM. ÉV VER. CRACH. | SIST.EL. ALIM. EV VASO-ESCUP. | PZ | 38.5
97520861 |  | IMP.EL. ALIM. RISCALD. BICCH | ELEKTR SPEISUNG GLASSHEIZU | CUP WARMING SUPPLY EL. DEV. | SYST.EL.ALIM. CHAUFFE EAU/VERR | SIST. EL. ALIMENT CALEFAC VASO | PZ | 11.5
97520862 |  | IMP.EL. ALIM. POMPA POLTR. | ELE SYST PUMPESTEUR STUHL | CHAIR PUMP SUPP. EL.DEV. | SYST. EL. ALIM. POMPE FAUTEUIL | SIS ELE ALIMENT BOMBA SILLON | PZ | 15
97520871 |  | IMP.EL. TAV. ASSIST. DIGIT. | EL. ANL. DIG. HELFERINNENEL | DIGIT ASSIS. MOD. EL. SYS. | CIRC.ÉL. TABL. ASSIST. NUM. | INS ELÉC BAND AUX DIGIT | PZ | 38.5
97520875 |  | IMP. EL. ELETTROVALVOLA | STUHLBREMSE ELEKTR.ANLAGE | CHAIR BRAKE ELECT SYST | INST.ELECT FREIN FAUTEUIL | INST ELECTR FRENO SILLON | PZ | 9.2
97520876 |  | IMP. EL. MICRO EMERG.BR.IDR. | EL. ANL. NOT-AUS-MIK. ARM WAS. | EMER.SWITCH.HYD.ARM EL.SYS. | INST. ÉL. MICRO.URG.BR.GR.HYD. | SIST. EL. MICRO EMERG.BR.HÍDR. | PZ | 21.5
97520877 |  | IMP.EL. MICRO EMERG.BR.POLT. | EL. AN. NOT-AUS-MIK. ARM P.SI. | CHAIR EMERG.SWITCH EL.SYST. | INST.ÉL.MICRO-INT.URG.BR.FAUT. | SIST.EL. MICRO EMERG.BR.SILL. | PZ | 40
97520878 |  | IMP.EL. MICRO EMERG.TAV.ASS. | ELE SYST MIKRONOTFAL HELFELEM | ASSIST.MOD.EMERG. MICRO EL.DEV | SYST.EL.MICRO URG.TABL.ASSIST | SIST.EL. MICRO URG. MESITA AUX | PZ | 20
97520881 |  | IMP.EL. SCH.IG.-SCH.INTERF. | ELE SYST HYGIEN- INTERFPLATINE | HYG BOARD-INTERF BOARD ELE SYS | INST.ÉL. CAR.IG.-CAR.INTERF. | SIST ELECT TARJETA HIG-TARJ IN | PZ | 37
97520882 |  | IMP. EL. EV WHE 2008 | ELE SYST MV WHE 2008 | WHE 2008 EV EL. DEV. | SYST.EL. EV WHE 2008 | SIST.EL. EV WHE 2008 | PZ | 5.3
97520884 |  | IMP.EL. ALIM. T-LED | ELE SYST LAMPESTEUR T-LED | T-LED SUPPLY EL. DEV. | SYST.EL. ALIM. LAMPE T-LED | SIST-EL. ALIM. LAMPARA T-LED | PZ | 15.5
97520887 |  | IMP. EL. IDRICO-CENTRALINA | ELEKTR. TRIEB WE-ZENTRALSTEUER | UNIT BDY.CTRL UNIT EL. SYS. | CIRC. ÉL.GR.HYDR.-BOÎT. ÉL. | INS ELÉC HÍDRICO-CIR CONTR | PZ | 74.5
97520888 |  | IMP.EL. TELERUTT. E LAMPADA | EL. TRIEB LAMPE + SCHALTER | CNTCTR AND LIGHT EL. SYS. | CIRC.ÉL. TÉLÉRUPT.+LAMPE | INS ELÉC TELER Y LÁMPARA | PZ | 24.5
97520890 |  | IMP.EL. ALIM. RX DC INTEGR. | EL. TRIEB RX DC INT.VERSORGUNG | INTEGR EX DC PWR EL. SYS. | CIRC.ÉL.ALIM. RX DC INTÉGRÉ | INS ELÉC ALIM RX DC INTEG | PZ | 71
97520894 |  | IMP.EL. INTERFACCIA EMS | ELEKTR.ANL. INTERFACE EMS | ELECTR SYST INTERFACE EMS | INST EL INTERFACE EMS | INST. ELECTR INTERFAZ EMS | PZ | 57.5
97520899 |  | IMP. EL. IDRICO-CENTRALINA | EL. ANL. WASSEREINHEIT-AGGREG. | CTRL UNIT-UNIT BODY EL. SYS. | CIR.ÉL. GR.HYDR-BOÎTIER/RACC. | INS EL HÍDR-UNIDAD CONTROL | PZ | 70.5
97520901 |  | IMP.EL. TELERUTTORE RX DC | EL. ANL. SCHÜTZ RX DC | RX DC RELAY ELECT.SYST. | INST.ÉL. TÉLÉRUPTEUR RX DC | SIST.EL. TELERRUPTOR RX DC | PZ | 21
97520904 |  | IMP. EL. ALIM. EV PILOTA | EL. ANL. VERSORG. PILOT-MV | PILOT SV POWER EL. SYS. | CIRC. ÉL. ALIM. EV. PILOTE | INS ELÉC ALIM EV PILOTO | PZ | 17
97520916 |  | IMP.EL. SCH.IDR.-SCH.ALLACC | EL. ANL. WASSER.-/ANSCHLUSS.K. | UT SRV CNTR BRD/UN BRD EL SYS | CIRC.ÉL.CAR.GR.HYDR.-CAR.B/SOL | INST EL TARJ HÍDR -TARJ CONEX | PZ | 87
97520917 |  | IMP.EL.SCH.IDR.-SEZ.BRACCIO | EL. AN. WASS.PL.-TRE. ARM | ARM SECT.HYDORGR.CARD EL.SYS | INST.ÉL.CAR.GR HYDR.-SÉCT.BRAS | SIST.EL.TARJ.HÍDR.-SEC.BRAZO | PZ | 48
97520918 |  | IMP.EL.SCH.TAV.-SEZ.SCH.IDR | EL. ANL. INSTR.K-TRENN. WASS-K | UNT BD BRD SEC-MOD.BRD EL.SYS | CIRC.ÉL.C.TABL.-SECT.C.GR.HYD. | INST EL TARJ BAND SEC TARJ HÍD | PZ | 177
97520919 |  | IMP.EL. IDRICO RIUN.COLONNA | EL. ANL. WASSEREIN. BEH. SÄULE | COLMN DENT UNIT BODY EL. SYS. | CIRC.ÉL. GR.HYDR. COLONNE | INST EL HÍDRICO EQ COLUMNA | PZ | 347
97520924 |  | IMP.EL. ALIM.SCH.POLTRONA | EL. ANL. VERSOR. K. BEH.STUHL | CHAIR BRD PWR SUPPL EL. SYS. | CIRC.ÉL.ALIM.DOSSIER FAUTEUIL | INST EL ALIM TARJ SILLÓN | PZ | 72
97520934 |  | IMP. EL. CAVO TEST. RX DC XT | ELE SYS TEST-KABEL RX DC XT | RX DC XT TEST CABLE EL. DEV. | DISP. EL. CABLE TEST RX DC XT | DISP. EL. CABLE TEST RX DC XT | PZ | 46.5
97520935 |  | IMP.EL. APPL. BIOSTER | EL. ANL. APPL. BIOSTER | BIOSTER EL.SYST. | INST.ÉL. APPL. BIOSTER | SIST.EL. APL. BIOSTER | PZ | 24
97520936 |  | IMP.EL. MICRO PEDALE | EL. ANL. MIKRO. PEDAL | PEDAL SWITCH EL.SYST. | INST.ÉL. MICRO-INT. PÉDALE | SIST.EL. MICRO PEDAL | PZ | 14.5
97520937 |  | IMP.EL. PROL. MICRO PEDALE | ELE SYST MIKROFUSSPED-VERLAENG | FOOTCONTROL MICRO EXT.EL.DEV. | SYST.EL.RALLONGE MICRO PEDALE | SIST.EL. EXTENS. MICRO PEDAL | PZ | 9.2
97520938 |  | IMP.EL. MICRO POSIZ. POLTR. | MIKROSCHALTER STUHLPOSITION | CHAIR POSITION MICROSWITCH | SYST.EL. INTERR. POS. FAUTEUIL | SIST. EL. INTERR. POS. SILLON | PZ | 36.5
97520939 |  | IMP.EL. POTENZIOM. SEDILE | EL. ANL. POTENTIOM. SITZ | SEAT POTENTIOMETER EL. SYST | SYST. EL. POTENTIOM. ASSISE | SIST. EL. POTENCIOM. ASIENTO | PZ | 98
97520940 |  | IMP.EL. SCH.SCH.-SCH.POLTR. | EL. ANL. RÜCK.K-BEH.ST.KARTE | CHAIR BRD-BACKRST BRD EL. SYS. | C.ÉL. CARTE DOSS.-CARTE FAUT. | INST EL TARJ RESP-TARJ SILLÓN | PZ | 101
97520941 |  | IMP.EL. CAN-BUS ID-CAM | EL. ANL. CAN-BUS ID-CAM | CAN-BUS ID-CAM EL. DEVICE | SIST. EL. CAN-BUS ID-CAM | SYST. EL CAN-BUS ID-CAM | PZ | 12.5
97520942 |  | IMP.EL. SEZ. RX DC A RIUN. | EL. AN. TRENN. RX DC AN B.EIN. | RXDC SELECT.ELECT.SYST. | INST.ÉL.SÉCT.RX DC À UNITÉ S. | SIST.EL. SEC. RX DC A EQUIPO | PZ | 43
97520943 |  | IMP.EL. COMPL. SEZ. RX DC A | ELE SYST KOMPL SEGMENT RX DC A | RX DC A SECT. COMPL. EL.DEV. | SYST.EL. COMPL. SECT. RX DC A | SIST.EL. COMPL. SECT. RX DC A | PZ | 27
97520945 |  | IMP.EL. BRACCI LAMPADA | EL. ANL. LAMPENARME | LAMP ARM CABLING | CABLAGE BRAS LAMPE | CABLAJE BRAZO LAMPARA | PZ | 20.5
97520947 |  | IMP.EL. ALIM. SCH. IGIENE | EL. ANL. VERS. HYGIENE-PLATINE | HIGYENE CARD POW.SUPP.EL.SYS. | INST.ÉL. ALIM. CARTE HYGIÈNE | SIST.EL. ALIM. TARJ. HIGIENE | PZ | 17
97520948 |  | IMP.EL. ALIM. MONITOR-WS | EL. ANL. VERS. MONITOR-WS | WS-MONITOR POW.SUP. EL.SYST. | INST.ÉL. ALIM. ÉCRAN-WS | SIST.EL. ALIM. MONITOR-WS | PZ | 10.5
97520950 |  | CAVO VGA APPL. MULTIMEDIA A | KABEL VGA APPL. MULTIMEDIA A | MULTIMEDIA A APPL. VGA CABLE | CÂBLE VGA APPL. MULTIMÉDIA A | CABLE VGA APL. MULTIMEDIA A | PZ | 49
97520951 |  | IMP.EL. SEZ. ALIM. TELECAM. | EL. ANL. TRENN. VERS. KAMERA | CAMERA SELECT.ELECT.SYST. | INST.ÉL. SÉCT. ALIM. CAM. | SIST.EL. SEC. ALIM. CÁM. | PZ | 8.9
97520953 |  | IMP.EL. SCH.SED.-SCH.POLTR. | EL. ANL. SITZKARTE-STUHLK. | P CH BRD - SEAT BRD E. SYS. | CIR.É.CARTE SIÈGE-DOS.FAUT. | INS ELÉC TARJ ASI-RESP SILL | PZ | 16.5
97520955 |  | IMP.EL.SCH.CONSOL-SCH.TAV. | ELEK SYST PLATINE KONS-TABL | EL.DEV.CONSOLE BRD-TAB.BRD. | INST.EL.CARTE CONSOLE-TABL. | INST EL CIRCUITO CONSOLA-BANDE | PZ | 14
97520956 |  | IMP.EL. IDRICO CANTINY | ELEKTR ANL WASSEREINH CANTINY | EL. DEVICE UNIT BODY CANTINY | INST.EL. GR. HYDRIQUE CANTINY | SIST. EL. HIDRICO CANTINY | PZ | 30.5
97520962 |  | CAVO PROLUNGA USB 2.0 1,4MT | VERL.KAB. USB 2.0 1,4 M | USB 2.0 1,4MT EXTENSION CABLE | CÂBLE RALLONGE USB 2.0 1,4M | CABLE EXTENSIÓN USB 2.0 1,4M | PZ | 15
97520968 |  | IMP.EL.PROL.PULSANTIERA | ELE SYST KNOPFVERLAENG | KEYPAD EXTENS. EL. DEV. | SYST. EL. RALLONGE CLAVIER | SIST.EL. EXTENS. BOTONERA | PZ | 20
97520969 |  | IMP. EL. MICRO SICUREZZA | ELEKTR-ANL. MIKROSICHERHEIT | SECURITY MICRO ELECT. UNIT | SYST. EL. MICRO SECURITE | SIST.EL. MICRO SEGURIDAD | PZ | 64.5
97520970 |  | IMP.EL. ALIM. ASPIR. CATTANI | CATTANI ANSAUG ELEKTR SYST | CATTANI SUCTION EL.SUPPLY UNIT | SYST.EL. ALIM. ASPIR. CATTANI | INST ELECT ASPIRAC CATTANI | PZ | 12.5
97520979 |  | IMP.EL. ALIM. RISCALD. BICCH. | ELEKTR SPEISUNG GLASSHEIZU | CUP WARMING SUPPLY EL. DEV. | SYST.EL.ALIM. CHAUFFE EAU/VERR | SIST. EL. ALIMENT CALEFAC VASO | PZ | 9.3
97520980 |  | IMP. EL. ASPIRAZ. CATTANI | ELEKTR. ANL. ABSAU. CATTANI | CATTANI SUCT.EL.SYST. | INST. ÉL. ASPIRAT. CATTANI | SIST. EL. ASPIRAC. CATTANI | PZ | 31.5
97521005 |  | IMP.EL. COLLEGAM. TERRA | EL. ANLAGE ERDLEITUNG | GROUNDING ELECTRICAL SYSTEM | INST. EL. CONNEXION AU SOL | SIS.EL. CONEXION A TIERRA | PZ | 4.2
97521009 |  | IMP. EL. PALO LAMP. A SOFFIT | EL. ANL. LAMPENTR. DECKENMONT. | CEILING LIGHT POLE EL. SYS. | CIRC.ÉL. MÂT LAMPE PLAFOND | INST EL POSTE LÁMP TECHO | PZ | 18.5
97521012 |  | IMP.EL. SEZ. INTERLOCK IDR. | ELE SYST WASSERSEGM INTERLOCK | HYDRIC INTERLOCK SECT. EL DEV. | SYST.EL. SECT. INTERLOCK HYDR. | SIST.EL. SECT. INTERLOCK HIDR | PZ | 19.5
97521020 |  | IMP.EL. CANBUS SCH. TELECAM | ELEKTR ANLAG. CANBUS KAM-PLATI | ELECT SYST CANBUS CAMARA BOARD | INST ELE CANBUS PLATINE CAMERA | INST ELE CANBUS CIRCUITO CAMER | PZ | 19.5
97521022 |  | IMP. EL. PREDISP CU2 E ZENX | EL.DEV. FOR CU2null FITTING | EL.DEV. FOR CU2&ZENX FITTING | SYST. EL PREDISP. CU2 & ZENX | SIST. EL PREDISP. CU2 Y ZEN X | PZ | 126
97521023 |  | IMP.EL. PREDISP. CU2 E ZENX | ELEK ANL VORBER. CU2-ZENX | EL. CU2 & ZENX FITTING DEVICE | DISPTF EL. PREDISP. CU2 & ZENC | SIST ELEC PREDISP CU2-ZENX | PZ | 93
97521027 |  | IMP.EL. ALIM.SCH.POLTRONA | ELE SYST STEUR STUHLPLATINE | CHAIR BOARD SUPP. EL. DEV. | SYST.EL. ALIM. CARTE FAUTEUIL | SIST.EL. ALIM. TARJETA SILLON | PZ | 37
97521047 |  | IMP.EL. COLLEGAM. LAMPADA | LICHT SCHALTUNG EL. IMP | LAMP CONNECTION EL. IMP | SYST. EL. CONNEXION LAMPE | INSTAL. ELECT. ENCHUFE LÁMPARA | PZ | 62
97521051 |  | IMP.EL. ALIM T-LED A TAV.AS | ELE SYST STEUR T-LED HELFERELE | ASSIST.MOD. T-LED SUPP.EL.DEV. | SYST.EL. ALIM. T-LED TABL. ASS | SIST.EL.ALIM T-LED MESITA AUX | PZ | 12
97521068 |  | CAVO USB PER ZEN-X 3,5M | KABEL USB FUER ZEN-X 3,5 | USB CABLE FOR ZEN-X 3,5 | CABLE USB POUR ZEN-X 3,5 | CABLE USB PARA ZEN-X 3,5 | PZ | 41
97521072 |  | IMP.EL. ALIM. EV BIOS.-WHE | ELE SYST STEUR MV BIOS-WHE | SUPP. EV BIOS-WHE EL. DEV. | SYST.EL.ALIM. EV BIOS-WHE | SIST.EL.ALIM. EV BIOS-WHE | PZ | 9.8
97521074 |  | IMP.EL. ADATT. DUT-IMPIANTI | ELEKTR ANL FUER DUT-INSTALL | EL ADAPTER FOR DUT DEVICE | ADAPT. EL. POUR INSTR. DUT | INST ELECTR PARA DUT | PZ | 69.5
97521075 |  | CAVO FIREWIRE 6PIN-6PIN L=2MT | KABEL FIREWIRE 6PIN-6PIN L=2M | FIREWIRE CABLE 6PIN-6PIN L=2M | CABLE FIREWIRE 6PIN-6PIN L=2M | CABLE FIREWIRE 6PIN-6PIN L=2M | PZ | 20.5
97521080 |  | IMP.EL ALIM. LAVAGGIO CANN. | ELEKTR SPEISUNG KANULWASCH | PIPE CLEANING EL.DEVICE SUPPLY | INST.EL.ALIM LAVAGE CANNULES | INST EL ALIMENT LAVADO CANULAS | PZ | 33.5
97521081 |  | IMP.EL. ALIM. CAN SCHEDA TT | ELEKTR SPEISUNG KAN BOARD TT | EL. DEVICE TT CARD CAN. SUPPLY | SYST.EL.ALIM. CAN CARTE TT | SIST.EL.ALIM. CAN CIRCUITO TT | PZ | 28.5
97521082 |  | IMP.EL ALIM. EV PROPORZ. TT | ELEKTR SPEISUNG MV TT | EL. DEVICE TT PROPORT EV SUPPL | SYST.EL. ALIM EV PROPORT. TT | SIST. EL. ALIM. E-VALV TT | PZ | 26
97521083 |  | IMP.EL ALIM. EV ACQUA SPRAY | EL SPEISUNG EV WASSER SPRAY | EL.DEVICE WATER SPRAY EV SUPPL | SYST.EL. ALIM. EV SPRAY EAU | SIST. EL ALIM. EV AQUA SPRAY | PZ | 31
97521115 |  | IMP.EL. EV MM BRUSHLESS | ELEKTR ANL. VENTIL MM BRUSHLES | EL.EV MM BRUSHLESS DEVICE | DISPOSITIF EL. EV MM BRUSHLESS | SIST EL VALVULA MM BRUSHLESS | PZ | 43
97521117 |  | IMP.EL. ALIM. EV BYPASS + | ELEKT SPEISUNG EV BYPASS | EL. DEVICE EV BYPASS+ SUPPLY | SYST.EL.ALIM.ELECTROV. BYPASS+ | SIST.EL.ALIM.ELECTROV.BYPASS+ | PZ | 15.5
97521118 |  | IMP.EL. ALIM. PRESA ESTERNA | ELEKTR SPEISUNG AUSSERSTECKDO | EL. DEVICE EXTERNAL PLUG SUPP. | INS.EL.ALIM. PRISE EXTERNE | INST EL ALIMENT ENCHUFE EXTER | PZ | 63
97521120 |  | IMP.EL. ALIM. SIRINGA 6F A | ELEKTR SPEISUNG SPRITZE 6F A | EL.DEVICE 6F A SYRINGE SUPPLY | INS.EL. ALIM. SERINGUE 6F A | INST EL ALIMENT JERINGA 6F A | PZ | 15.5
97521122 |  | IMP.EL. ALIM. EV DETART. | ELEKT SYSTEM FÜR ZEG VENTIL | SCALER SV POWER EL. SYS. | CIRC. ÉL. ALIM. EV DÉTART. | INST ELEC EV ABLADOR | PZ | 18
97521190 |  | IMP.EL. EMERGENZA SCHIENALE | IMP.EL. EMERGENZA R.LEHNE | BACKREST EMERGENCY EL.SYST. | IMP.EL. EMERGENZA DOSSIER | IMP.EL. EMERGENZA RESPALDO | PZ | 21
97521258 |  | IMP.EL. MICRO 6 STRUM. | ELEKTR ANL MIKRO 6. INSTRUM | EL.DEVICE 6TH INSTRUMENT MICRO | INS.EL. MICRO 6EME INSTRUMENT | INST EL MICRO 6 INSTRUM | PZ | 26.5
97521260 |  | IMP.EL. PROL. LAMP. POLIM. | ELEKTR ANL POLIMLAMPEVERLAENG | EL.DEVICE T LED LAMP EXTENSION | INST. EL. RALLONGE LAMPE T LED | INST EL PROLONG LAMPARA POLIME | PZ | 17.5
97521262 |  | IMP.EL. POTENZIOMETRO POLTR | EL. ANL. POTI BEHANDLUNGSSTUHL | CHAIR POTENTIOMETER EL. SYST. | SYST.EL POTENTIOMETRE FAUTEUIL | SIST.EL. POTENCIOMETRO SILLON | PZ | 52.5
97521264 |  | IMP.EL. POMPA PERISTALTICA | EL. ANL. PERISTALTISCHE PUMPE | PERISTALTIC PUMP EL. SYS. | CIRC.ÉL. POMPE PÉRISTALTIQUE | INST EL BOMBA PERISTÁLTICA | PZ | 23.5
97521265 |  | IMP.EL. ALIM. NEGATOSCOPIO | EL. ANL. VERS. RÖNTGENBILDB. | IMP.EL. ALIM. NEGATOSCOPIO R7P | INST.ÉL. ALIM. NÉGATOSCOPE | SIST.EL. ALIM. NEGATOSCOPIO | PZ | 17
97521314 |  | IMP.EL. CAN-BUS SCHEDA LAEC | EL. ANL. CAN-BUS KARTE LAEC | LAEC BOARD CAN-BUS EL. SYS. | CIRC.ÉL.CAN-BUS CARTE LAEC | INST EL CAN-BUS TARJETA LAEC | PZ | 26
97521315 |  | IMP.EL. RILEVAT. APICALE LAEC | EL. ANL. LAEC | EL. SYS. LAEC | CIRC.ÉL. LAEC | INST EL LAEC | PZ | 85.5
97521364 |  | IMP.EL. SEZ CANNULE (TINY) | ELEKTR ANL KANUELENWAHL | CANNULA SELECT. EL. DEV. | DISPOSITIF EL. SELECT.CANULES | SIST ELECT SELEC CANULAS | PZ | 18.5
97521365 |  | IMP.EL. INTERFACCIA SEGNALI | ELE SYST SIGNALSCHNITTSTELLE | SIGNALS INTERFACE EL. DEV. | SYST.EL. INFERFACE SIGNAUX | SIST.EL. INTERFAZ SIGNALES | PZ | 98
97521376 |  | IMP.EL. SENSORE IR | EL. ANL. IR-SENSOR | IR SENSOR CABLE | CABLE CAPTEUR IR | CABLE SENSOR IR | PZ | 12
97521377 |  | IMP.EL. ALIM. INTERNA | KABEL FÜR INTERNE VERSORGUNG | INTERNAL SUPPLY CABLE | CABLE ALIMENTATION INTERNE | CABLE ALIMENTACION INTERNA | PZ | 11.5
97521378 |  | IMP.EL. CAN BUS INTERNO | CAN BUS KABEL INTERN | INTERNAL CAN BUS CABLE | CABLE CAN BUS INTERNE | CABLE CAN BUS INTERIOR | PZ | 12.5
97521379 |  | IMP.EL. CAN BUS BRACCIO | EL. ANLAGE CAN BUS ARM | ARM CAN BUS EL. SYS. | C.ÉL. CAN BUS BRAS | INST EL CAN BUS BRAZO | PZ | 16
97521380 |  | IMP.EL. CAN BUS INT. IDRICO | ELE SYST CAN BUS INT WASSERGR | HYDRIC GR. CAN BUS EL. DEVICE | SYST.EL. CAN BUS INT. HYDRIQUE | SIST. EL. CAN BUS INT. HIDRICO | PZ | 16
97521386 |  | IMP.EL.ALIM.PEDALE WIRELESS | ELEK SYST FUSSPEDSTEUR WIREL | EL. DEV. WIRELESS FOOTCTRL SUP | DISP. EL. ALIM PEDALE SANS FIL | SIS ELE ALIM PEDAL WIRELESS | PZ | 293
97521387 |  | IMP.EL.INT. PEDALE WIRELESS | ELEK SYST FUSSPEDAL WIREL | WIRELESS FOOTCTRL INT EL. DEV. | DISP.EL. INT. PEDALE SANS FIL | SIS ELE PEDAL WIRELESS | PZ | 186
97521388 |  | IMP.EL.INT. RIUN. PER APPL. | ELEK SYST EINHEIT FUR KIT | UNIT INT. EL. DEV. FOR APPL. | DISP. EL. INT. UNIT POUR APPL. | SIS ELE EQUIPO PARA APLIC | PZ | 210
97521389 |  | IMP.EL. ALIM. PER APPL. | ELEKT SYST STEUR FUER KITS | APPL. SUPPLY EL. DEV. | DISP.EL. ALIM POUR APPL. | SIST ELE ALIME PARA APLIC | PZ | 39
97521390 |  | IMP.EL. ALIM. LED | ELE SYST LED-SPEISUNG | SUPP. LED EL. DEV. | SYST. EL. ALIM. LED | SIST. EL. ALIM. LED | PZ | 17
97521393 |  | IMP. EL. CONN FEMMINA CHIAVE E | ELEKT SYS STECKERBUCH SCHLUS | FEMALE CONN. E KEY EL. DEV. | SYST. EL. CONN FEMELLE CLE E | SIST.EL. CONN. HEMBRA LLAVE E | PZ | 68.5
97521397 |  | IMP.EL. CAN BUS VENUS LED | CAN BUS KABEL VENUS LED | LED VENUS CAN BUS EL. SYS. | CIRC.ÉL. CAN BUS VENUS LED | INST EL CAN BUS VENUS LED | PZ | 36
97521616 |  | IMP.EL. COLLEG. TAV.ASSIST. | ELEK VERBIND HELFERELEM | ASSIST.MOD. CONNECTION EL.DEV. | SYST.EL. CONNEX. TABL. ASSIST | SIST.EL. CONNEX. MESITA AUX | PZ | 76
97521617 |  | IMP.EL. PROL. TAV. ASSIST. | EL. ANL. VERLÄNG. HELF.ELEMENT | EXTENT.ASSIST.TABLE EL.SYST. | INST.ÉL. RALL. TABL. ASSIST. | SIST.EL. EXTEN. BAND. AUXIL. | PZ | 89.5
97521621 |  | CAVO CART L=3000 CANLITE | KABEL CART L=3000 CANLITE | CART CABLE L=3000 CANLITE | CÂBLE CART L=3000 CANLITE | CABLE CART L=3000 CANLITE | PZ | 346
97521622 |  | CAVO CART L=4500 CANLITE | KABEL CART L=4500 CANLITE | CART CABLE L=4500 CANLITE | CÂBLE CART L=4500 CANLITE | CABLE CART L=4500 CANLITE | PZ | 382
97521623 |  | CAVO CART L=6000 CANLITE | KABEL CART L=6000 CANLITE | CART CABLE L=6000 CANLITE | CÂBLE CART L=6000 CANLITE | CABLE CART L=6000 CANLITE | PZ | 443
97521626 |  | IMPIANTO ELETTROPN. TINY | ELEKTROPN. ANLAGE TINY | TINY ELECTROPNEUM.EL.SYS. | INSTALLATION ÉLECTROPN. TINY | SISTEMA ELECTRONEUM. TINY | PZ | 448
97521627 |  | IMPIANTO ELETTROPN. LITE | ANLAGE ELEKTROPNEUMATISCH LITE | LITE ELECTRONIC SYSTEM | SYSTEME ELECTRONIQUE LITE | SISTEMA ELECTRONICO NEUM. LITE | PZ | 436
97521631 |  | IMP.EL. ALIM. MONITOR 19'' | IMP.EL. ALIM. MONITOR 19' | IMP.EL. ALIM. MONITOR 19 | CIRC.ÉL. ALIM. MONITEUR 19'' | INST EL ALIM MONITOR 19'' | PZ | 30
97521634 |  | IMP.EL. ALIM. MONITOR 19'' | EL. ANL. VERS. MONITOR 19'' | 19 MONITOR SUPPLY CABLE'' | CABLE ALIM. ECRAN 19'' | INST EL ALIM MONITOR 19'' | PZ | 43.5
97521654 |  | TESTINA STAMPA K 1200/81 | DRUCKKOPF K 1200/81 | K 1200/81 PRINT HEAD | TÊTE IMPRESSION K 1200/81 | CABEZAL IMPRESIÓN K 1200/81 | PZ | 327
97521665 |  | IMP.EL. MICRO EMERG. PEDANA | EL. ANL. NOT-AUS-MIKR. FUSSPL. | FOOTREST EMERG.SWITCH EL.SYS. | INST.ÉL. MICRO-INT.URG.PLATEF. | SIST.EL. MICRO EMERG. PLATAFOR | PZ | 16
97521697 |  | IMP.EL.ALIM.NEGATOSC.PANOR. | EL. ANL. VERS. PAN. RÖNT.B. | NEGATOSCOPE POW.SUP.EL.SYST. | INST.ÉL.ALIM.NÉGATOSC.PANOR. | SIST.EL.ALIM.NEGATOSC.PANOR. | PZ | 19.5
97521705 |  | IMP.EL. INTERLOCK | EL. ANL. INTERLOCK | INTERLOCK EL. IMPL. | SYST.EL. INTERLOCK | IMPL. EL. INTERLOCK | PZ | 5.1
97521751 |  | IMP.EL. SCH.TAV. -SCH.IDR. | KABEL ARZT TISCH + WE PLATINE | MODULE-HYDRIC BOARD EL. SYST. | SYST.EL. PLATINE TABLETTE-HYDR | SIST.EL. CIRCUITO BANDEJA-IDRI | PZ | 101
97521752 |  | IMP.EL. IDRICO-CASS.ALLACC. | KABEL WE-ANSCHLUSSKASTEN | CONNECT. BOX-HYDRIC EL. SYST. | SYST. EL. HYDR-BOITE CONEXION | SIST. EL. IDRICO- CAJA DE CONE | PZ | 136
97521754 |  | IMP.EL.MICRO LEVA RICH.STR. | KABEL MIKROSWITCH INSTR.-HEBEL | INSTR. LEVER MICRO EL. SYST. | SYST.EL. MICRO FOUET RAP. INST | SIST.EL. MICRO PALANCA INSTRUM | PZ | 12
97521755 |  | IMP. EL. MICRO AZION. STRUM | EL.ANL. INSTRUM.STEUER.MIKROSC | INSTRUM. MICRO ACT. EL. SYST. | SYST. EL. MICRO ACTION. INSTR. | SIST. EL. MICRO ACCION. INSTR. | PZ | 31
97521757 |  | IMP.EL.ALIM. EV TURBINA | KABELSATZ TURBINEN-MV-VERSORG | TURBINE EV SUPPLY CABLE | CABLE ALIM. EV. TURBINE | CABLE ALIM. EV. TURBINA | PZ | 28
97521758 |  | IMP.EL.ALIM. SENSORE BICCH. | VERSORGUNGSKABEL GLASSENSOR | POWER EL.SYS. GLASS SENSOR | SYST.EL.ALIM. CAPTEUR VERRE | SIST.EL.ALIM. SENSOR VASO | PZ | 13.5
97521761 |  | IMP.EL. MANIPOLO MM | EL. ANL. HANDSTÜCK MM | MM ELECTRIC SYSTEM | INST.ÉL. PIÈCE À MAIN MM | SIST.EL. PIEZA DE MANO MM | PZ | 24
97521762 |  | IMP.EL. ALIM. EV MM INDUZ. | EL. ANL. VERS. MV MM INDUK. | INDUCT.MM SOL.VALV. EL.SYST. | INST.ÉL. ALIM. ÉV MM INDUCT. | SIST.EL. ALIM. EV MM INDUC. | PZ | 21.5
97521770 |  | IMP.EL. ALIM. MODULI A TAV. | EL.ANLAGE MODULVERS. AN TISCH | TAB. MODULES SUPPLY EL. SYST. | SYST.EL. ALIM MODULES TABLETT | SIST.EL. ALIM MODULOS BANDEJA | PZ | 20
97521771 |  | IMP.EL. ALIM. EV TT AD IDR. | EL.ANL. VERS. TT MV AN WE | TT HYDRIC EV SUPPLY EL. SYST. | SYST. EL. ALIM. TT AD HYDRIQUE | SIST.EL ALIM. TT AD IDRICO | PZ | 22
97521772 |  | IMP.EL.ALIM.MICRO 6 STRUM. | EL. ANL. VERS. MIKRO. 6 INSTR. | 6 INSTR.MICROSW.POWER SUPP. | INST.ÉL.AL.MICRO-INT. 6 INSTR. | SIST.EL.ALIM.MICRO 6 INSTRUM. | PZ | 13.5
97521774 |  | IMP.EL. ALIM. EV ACQUA E FO | EL.ANLAGE VERS. WASSER-MV + OF | WATER & FO EV SUPPLY EL. SYST. | SYST.EL. ALIM. EV EAU ET FO | SIST.EL. ALIM. EV AGUA Y FO | PZ | 32.5
97521779 |  | IMP.EL. ALIM.SCH.BACINELLA | KABEL SPEISCHALEPLATINEVERSORG | POWER EL. SYS. BOWL CTRL BOARD | SYST.EL. MICRO URGENCE | SIST.EL. MICRO URGENCIA | PZ | 18.5
97521781 |  | IMP.EL.TAV.MED-ALLACC L3000 | ANSCHLUSSKABEL AE-L3000 | L3000 CONN.BOX DOCT.MOD.EL.SYS | CABLE TABL.PRATIC.BOITE CON.L3 | SIST.EL.BAND.MÉD-CONEX L3000 | PZ | 257
97521782 |  | IMP.EL.TAV.MED-ALLACC L4500 | EL. AL. INSTR.T.-ANSCHL. L4500 | L4500 CONN.BOX DOCT.MOD.EL.SYS | CABLE TABL.PRATIC.BOITE CON.L4 | SIST.EL.BAND.MÉD-CONEX L4500 | PZ | 313
97521783 |  | IMP.EL.TAV.MED-ALLACC L6000 | EL. ANL INSTR.TRÄG-ANSCHL L600 | L6000 CONN.BOX DOCT.MOD.EL.SYS | CABLE TABL.PRATIC.BOITE CON.L6 | INST EL BAND DOCT-CONEX L6000 | PZ | 428
97521785 |  | IMP.EL. IDR-ALLACC | EL. ANL. WASSER.-ANSCHLUSS | EL.SYST. | INST.ÉL. GROUPE HYDR-RACC | SIST.EL. GR.HÍDR-CONEX | PZ | 67.5
97521786 |  | IMP.EL.TAV.MED-IDRICO TRC | EL. AN. INSTR.T.-W.EINH. TRC | TRC DOC.TAB.HYDROGR.EL.SYS. | INST.ÉL.TABL.PRAT-GR. HYD. TRC | SIST.EL.BAND.MÉD-HÍDRICO TRC | PZ | 164
97521787 |  | IMP.EL.SEZ.TAV.MED-IDR TRC | KABEL TRENNBAR AE - TRC WE | TRC HYD DOCT.MOD.CABLE | CABLE SECT.TABL. PRAT.HYDR.TRC | SIST. EL. SEC. MES. DOC. - IDR | PZ | 67
97521793 |  | IMP.EL. INTERFACCIA USB | EL.SYST. FÜR USB-SCHNITTSTELLE | EL. CABLE USB INTERFACE | SYST.ELECT.INTERFACE USB | SIST. EL. INTERFAZ USB | PZ | 18
97521798 |  | IMP.EL. INTERFACCIA USB INT | KABEL SCHNITTSTELLE USB INT | INT. USB INTERFACE EL. SYST. | SYST. EL. INTERFACE USB INT | SIST.EL. INTERFAZ USB INT | PZ | 15
97521799 |  | IMP.EL. SCHEDA TASTI CAPAC. | KABEL TASTATURPLATINE CAP. | CAP. BUTTON BOARD EL. SYST. | SYST. EL. PLATINE CLAVIER CAP. | SIST.EL. TARJETA TECLAS CAPAC. | PZ | 19
97521805 |  | IMP.EL. MODULI TAV. ASSIST | EL.ANL. HELFERINNENELEMENT-MOD | ASS. TABLET MODULES EL. SYS. | IMP.EL. MODULES TABL.ASISTANT | IMP.EL. MODULOS BAND.ASISTENTE | PZ | 23
97521806 |  | IMP.EL. COMANDI POLTR.SING. | KABEL SINGLE STUHLSTEUERUNG | SINGLE CHAIR CONTROL CABLE | CABLE CTRL FAUTEUIL SIMPLE | SIST. EL. MANDOS SILL. SING. | PZ | 57
97521807 |  | IMP.EL. MICRO EMERGENZA | MIKROSWITCHKABEL FÜR NOTFALL | EMERGENCY MICRO EL. SYS. | SYST.EL. MICRO URGENCE | SIST.EL. MICRO URGENCIA | PZ | 12.5
97521814 |  | IMP.EL. ALIM.SCH.POLTRONA | EL. ANL. VERS. P.STUHL-PLATINE | CHAIR BOARD POW.SUP.EL.SYST. | INST.ÉL. ALIM.CAR.FAUTEUIL | SIST.EL. ALIM.TARJ.SILLÓN | PZ | 72
97521817 |  | IMP.EL.ALIM.SCH.POLTR.S280 | E.A.VERS.-PLATINE STUHL S280 | S280 CHAIR BOARD POW.SUP.EL.SY | INST.EL.ALIM.PLAT.FAUT.S280 | SIST.EL.ALIM.TARJ.SILL.S280 | PZ | 33
97521818 |  | IMP.EL. CAN-BUS TELECAMERA | KABEL KAMERA CAN-BUS | CAMERA CAN-BUS CABLE | CABLE CAN-BUS CAMERA | SIST. EL. CAN-BUS CAMARA | PZ | 58
97521830 |  | IMP.EL.ALIM. CONSOLLE TOUCH | EL. ANL. VERSORG TOUCH-KONSOLE | TCH INSTR PNL PWR SUPP EL SYS | CIRC.ÉL.ALIM. CONSOLE TOUCH | INST EL ALIM CONSOLA TOUCH | PZ | 33
97521831 |  | IMP.EL. CAN-BUS L=600 MM | EL.ANLAGE CAN-BUS L=600 MM | EL.SYST.CAN-BUS L=600 MM | INST.EL.CAN-BUS L=600 MM | SIST.EL. CAN-BUS L=600 MM | PZ | 10.5
97521832 |  | IMP.EL. ALIM. EV H2O2 | EA H2O2-VERSORGUNG MV | ELECTRICAL POWER INST. EV H2O2 | INST.ELECT.ALIM.EV H2O2 | CIRC. EL. ALIM. EC H202 | PZ | 14
97521833 |  | IMP.EL. ALIM.+COMUNIC. MM | EL. ANL. VERSORG. + KOMM. MM | PWR SUPP+MM COMMUN. EL. SYS | CIRC.ÉL. ALIM.+COMMUN. MM | INST EL ALIM +COMUNIC MICROM | PZ | 24.5
97521844 |  | IMP.EL. USCITA VGA | EL. ANL. VGA AUSGANG | VGA EXIT CABLE | INST.ELECTR. SORTIE VGA | CIRC. EL. SALIDA VGA | PZ | 51
97521923 |  | IMP.EL. SEZ. ALIM. CAN | KANUL VERSOR ELEK. ANLAGE | CAN. SELECT.ELECT.SYST. | SYST. EL. SECT. ALIM. CAN | INST. EL. SECC. ALIMENTAC. CAN | PZ | 56
97521998 |  | CAVO ATTIVO HDMI DA 10 METRI | AKTIVES HDMI KABEL 10 M | 10MT ACTIVE HDMI CABLE | CABLE ACTIF HDMI 10 METRES | CABLE ACTIVO HDMO 10 METROS | PZ | 213
97522024 |  | IMP.EL. COMUNIC. TELECAMERA | KAMERA KOMMUNIKATION EL. ANL. | CAMERA COMMUNIC. CABLE | INST.ELECT.COMMUNIC.CAMERA | CIRC EL COMUNIC. TELECAMARA | PZ | 21
97522025 |  | IMP.EL. COMUNIC. TELECAMERA | EL. ANL. KAMERA KOMMUNIKATION | CAMERA COMUNIC. CABLE | INST.ELECT.COMMUNIC.CAMERA | CABLEADO COMUNIC. CAMARA | PZ | 27.5
97522047 |  | IMP.EL. COLLEG SCHIEN-POLTR | RÜCKENL-SITZ VERBIND VERKABEL | CONNECTION SEATBACK-SEAT CABLE | SYST. EL. RACCORD. DOSS-SIEGE | CABLEADO CONEXION RESP-SILL | PZ | 180
97522050 |  | IMP.EL. COLLEG POTENZA | EL.ANL. LEITUNG- VERBINDUNG | POWER CONNECTION CABLE | INST.EL.CONNECT.PUISSANCE | CABLEDO CONEXION POTENCIA | PZ | 17
97522051 |  | IMP.EL. MOTORE PIEDI | FÜSSE MOTOR VERKABELUNG | FEET MOTOR CABLE | SYST. EL. MOTEUR PIEDS | CABLEADO MOTOR PIES | PZ | 35
97522054 |  | IMP.EL. POTENZIOM SCHIEN | EL.ANL.POTENTIOMETER RÜCKENL. | POW SUPP BACKREST EL-SYS | INST.EL.POTENTIOM.DOSSIER | INST.ELÉC.POTENCIOM. RESPALDO | PZ | 38.5
97522055 |  | IMP.EL. EMERGENZA SCHIEN-SED | RÜCKENL-SITZ NOTFALL VERKABEL | EMERGENCY SEATBACK-SEAT CABLE | SYST.EL URGENCE DOSSIER-SIEGE | CABLEADO EMERGENCIA RESP-SILL | PZ | 51.5
97522056 |  | IMP.EL. TERRA MOTORE SEDUTA | EL.ANL. ERDE SITZMOTOR | CHAIR MOTOR HEARTHING EL.SYST. | INST.EL.MASSE MOTEUR SIEGE | SIST. EL.TIERRA MOTOR SILLÓN | PZ | 4.3
97522059 |  | IMP.EL. EV FRENO | EL. ANL. EV BREMSE | BRAKE CABLE EV | INST.EL.EV FREIN | CABLEADO EV FRENO | PZ | 25
97522060 |  | IMP.EL. EMERGENZA PIEDI | FÜSSE NOTFALL VERKABELUNG | EMERGENCY FEET CABLE | SYST. EL. URGENCE PIEDS | CABLEADO EMERGENCIA PIES | PZ | 19
97522064 |  | IMP. EL. CONN FEMMINA F.T. | F.T. BUCHSENTEIL KONN. EL.ANL. | FEMALE CONNECT CABLE | INST.ELEC.CONNECTEUR FEMELLE | CIRC EL CONEX HEMBRA F.T. | PZ | 201
97522066 |  | IMP.EL. ALIM. 12VDC | EL. ANL. ANSPEISUNG 12VDC | POWER SUPPLY SYSTEM 12VDC | INST.ELEC.ALIMENT.12VDC | CIR. EL. ALIM. 12VDC | PZ | 26.5
97522067 |  | IMP.EL. USB (MULTIMEDIA) L3500 | EL. AN.USB (MULTIMEDIA) L3500 | USB EL. SYS.(MULTIMEDIA) L3500 | SYS.EL.USB (MULTIMEDIA) L3500 | MON.EL. USB (MULTIMEDIA) L3500 | PZ | 31.5
97522068 |  | IMP.EL. ZEN-X L=5000 | EL. ANL. ZEN-X L=5000 | CABLE ZEN-X L=5000 | INST.EL.ZEN-X L=5000 | CABLEADO ZEN-X L=5000 | PZ | 140
97522069 |  | IMP.EL. ALIM CONSOLLE F.T. | EL.ANL. KONSOLE ZUFÜHRUNG F.T. | POW SUP CONSOLE F.T.EL-SYS | INST.EL.ALIM.CONSOLLE F.T. | INS.ELÉC.ALIM.CONSOLA F.T. | PZ | 24.5
97522070 |  | IMP.EL. MICRO EMERGENZA PEDANA | EL. ANL. NOT-AUS-MIK. FUSSPL. | FOOTREST EMERG.SWITCH EL.SYS. | INST.ÉL. MICRO-INT.URG.PLATEF. | SIST.EL. MICRO EMERG.PLATAFOR. | PZ | 12
97522071 |  | IMP.EL. SCH.SED.-SCH.POLTR.IBR | EL.A.SITZ-PLATINE-STUHL-PL. HY | HYBR.DENT.CHAIR EL.SYST. | INS.EL.DOS.SIEGE-DOS.FAUT.HYBR | SIS.EL. TARJ.ASI.-RESP.SIL.IBR | PZ | 13.5
97522074 |  | IMP.EL. MICRO SICUR GAMBALE | BEINE MIKRO-SICHERH. VERKABEL | MICRO SECURITY LEGREST CABLE | SYST.EL MICRO-SURETE REPOSE-PI | CABL. MICRO SEGUR. POSAPIERNAS | PZ | 20
97522076 |  | IMP. EL. MICRO SICUR. BRACCIO | ARM MIKRO-SICHERH. VERKABELUNG | MICRO SECURITY ARMREST CABLE | SYST. EL. MICRO SURETE BRAS | CABLEADO MICRO SEGURIDAD BRAZO | PZ | 24.5
97522077 |  | CAVO HDMI L=10 MT PASSIVO | PASSIV KABEL HDMI L=10 MT | PASSIVE CABLE HDMI 10MT | CABLE HDMI PASSIF 10MT | CABLE HDMI PASIVO 10MT | PZ | 71.5
97522133 |  | IMP.EL. ADATT COMUNIC CAN | EL. ANL. ADAPTER KOMMUNIK. CAN | CAN ADAPT.EL.SYS. | INST.ÉL. ADAPT COMMUNIC CAN | SIST.EL. ADAPT COMUNIC CAN | PZ | 26.5
97522134 |  | IMP.EL. ADATT COMUNIC CAN | EL. ANL. ADAPTER KOMMUNIK. CAN | CAN ADAPT.EL.SYS. | INST.ÉL. ADAPT COMMUNIC CAN | SIST.EL. ADAPT COMUNIC CAN | PZ | 25.5
97522135 |  | IMP.EL. ADATTATORE USB | EL. ANL. USB-ADAPTER | USB ADAPT.EL.SYS. | INST.ÉL. ADAPTATEUR USB | SIST.EL. ADAPTADOR USB | PZ | 8.9
97522136 |  | IMP.EL. INTERF ALIM - CANBUS | EL. SCHALTKREIS VERSORG. INTER | INTERF ALIM-CANBUS EL. CIRCUIT | INST.ELEC.INTERF.ALIM.-CANBUS | CIRC EL INTERF ALIM - CANBUS | PZ | 30.5
97522137 |  | IMP.EL. IDRICO LITE 2015 | WASSEREISE EL. ANL. LITE 2015 | HYDRO-CABLE LITE 2015 | INST.ELEC.HYDRIQUE LITE 2015 | CIR. EL. HIDRICO LITE 2015 | PZ | 216
97522144 | (**) | IMP.EL.INTERFACCIA ALIM MOTORE | EL. ANL. SCHNITT. VERS. MOTOR | MOTOR POW.SUP.INTERF.EL.SYS. | INST.ÉL.INTERFACE ALIM MOTEUR | SIST.EL.INTERFAZ ALIM MOTOR | PZ | 12.5
97522153 |  | IMP.EL. ALIM EV LAV CANNULE | EL. ANL. VERS. MV KANÜLENSPÜL. | SUC.TUBES WASH.SOL.VAL.EL.SYS. | INST.ÉL. ALIM ÉV LAV CANULES | SIST.EL. ALIM EV LAV CÁNULAS | PZ | 11
97522158 |  | IMP.EL. INTERFACCIA USC ALIM | E.A. SCHNITTSTELLE VER.-AUS. | ELEC.SYST. INTERF.OUTP.SUPPL. | INST.EL.INTERFACE SORTIE ALIM. | IMPL.EL.INTERFAZ SALIDA ALIM. | PZ | 17
97522159 |  | IMP. EL. INTERR. GENERALE | ELEKTR. ANL. HAUPTSCHALTER | MAIN POW.SWITCH EL.SYST. | INST. ÉL. INTERR. GÉNÉRAL | SIST. EL. INTERR. GENERAL | PZ | 18.5
97522160 |  | IMP. EL. FERRITE M.C. | ELEKTR. ANL. FERRIT M.C. | M.C.FERRITE EL.SYST. | INST. ÉL. FERRITE M.C. | SIST. EL. FERRITA M.C. | PZ | 35.5
97522161 |  | IMP. EL. CONDENSAT. STEP UP | EL. ANL. KONDENSAT. STEP UP | STEP UP CONDENS.EL.SYST. | INST. ÉL. CONDENSAT. STEP UP | SIST. EL. CONDENSAD. STEP UP | PZ | 8.2
97522162 |  | IMP.EL. POMPA PERISTALTICA | EL. ANL. PERISTALTIKPUMPE | PERIST.PUMP. EL.SYST. | INST.ÉL. POMPE PÉRISTALTIQUE | SIST.EL. BOMBA PERISTÁLTICA | PZ | 15.5
97522163 |  | IMP.EL. ALIM MONITOR BARCO | BARCO MONITOR ANSPEIS EL. ANL. | BARCO POWER SUPPL. EL. SYST. | INST.EL. ALIM. MONITEUR BARCO | INST.EL. ALIM. MONITOR BARCO | PZ | 24.5
97522165 |  | IMP.EL. ALIM EV SIRINGA | SPRITZE EV ANSPEIS EL. ANLAGE | SIR.SOLEN.VALVE EL.SYST. | INST. EL ALIMENT. EV SERINGUE | INST. EL. SUMINIST EV JERINGA | PZ | 14
97522166 |  | IMP.EL. LED ADPTER EMS | EL. ANL. LED ADAPTER EMS | LED ADAPTER EMS EL.SYST. | INST.ÉL. LED ADPTER EMS | SIST.EL. LED ADPTER EMS | PZ | 14.5
97522167 |  | IMP.EL. GENERALE CARRELLO | ALLGEMEINE EL. ANL. SCHLITTEN | CART MAIN EL.SYST. | INST.ÉL. GÉNÉRALE CHARIOT | SIST.EL. GENERAL CARRITO | PZ | 68
97522168 |  | IMP.EL. MANIPOLO DETART AD IDR | EL. AN. HANDST. ZAHNS. AN WAS | HYDR SCALER HANDPIECE EL. SYS. | INST.ÉL. P.À MAIN DÉT.À GR.HYD | SIST.EL.PZA.MANO ULTRAS AD HÍD | PZ | 56
97522170 |  | IMP.EL. VGA MONITOR 1 BRACCIO | EL. ANL. VGA MONITOR 1 ARM | 1 ARM VGA MONITOR EL.SYST. | INST.ÉL. VGA ÉCRAN 1 BRAS | SIST.EL. VGA MONITOR 1 BRAZO | PZ | 84
97522171 |  | IMP.EL. VGA MONITOR 2 BRACCI | EL. ANL. VGA MONITOR 2 ARME | 2 ARMS VGA MONITOR EL.SYST. | INST.ÉL. VGA ÉCRAN 2 BRAS | SIST.EL. VGA MONITOR 2 BRAZOS | PZ | 174
97522172 |  | IMP.EL. PORTAFUSIBILE | EL. ANL. SICHER.HALTER | FUSE BOX EL.SYST. | INST.ÉL. PORTE-FUSIBLE | SIST.EL. PORTAFUSIBLE | PZ | 25
97522176 |  | IMP.EL. CAVO PALMARE SPIRALATO | EL. ANL. SPIRALKABEL PALMTOP | HANDELD SPIR. CORD EL.SYST. | INST.ÉL. CÂB.ORD.DE POCHE SPIR | SIST.EL.CABLE DIS.MANO ESPIRAL | PZ | 37
97522177 |  | IMP.EL. TAV.MED LITE PRE 2015 | EL.ANL.INSTRUMENT.LITE PRE2015 | LITE PRE 2015 DENT. MOD. EL.SY | INST.EL.TABL.DOCT.LITE PRE2015 | SIST.EL.BAND.MED. LITE PRE2015 | PZ | 23.5
97522178 |  | IMP.EL. TAV.MED SCHEDA ALIM. | ARZT TÄFELCH. EL.SYST. PLATINE | DOCT.TABLE POW.SUPPL. BOARD | INST.EL.TABL.PRAT.PLAT.ALIM. | SIST.EL.MES.DOCT. TARJETA ALIM | PZ | 11.5
97522179 |  | IMP.EL. SCHEDA ALIM. ZEN-X | ZEN-X LEIST.HALT. EL.SYS PLAT. | ZEN-X POW.SUP. EL.SYS BOARD | INST.ELEC.PLATINE ALIM.ZEN-X | SIST.EL. TARJ. ALIM. ZEN-X | PZ | 8.2
97522184 |  | IMP.EL. COLLEG GND GR LAMPADA | LAMP GR. KONN. GND EL. SYS. | LAMP GR. CONNECT GND EL. SYS. | INST.EL.CONNEXION GND GR.LAMPE | SIS.EL. CONECT. GND GR. LAMPAR | PZ | 9.7
97522186 |  | IMP.EL. POTENZIOM. LAMPADA | LAMPE POTENT.EL.SYST. | LAMP POTENT.EL.SYST. | INST.ELEC.POTENTIOM.LAMPE | SIST. EL. POTENCIOM. LAMPARA | PZ | 8.4
97522224 |  | IMP.EL. DORSALE ALLACC-IDR | EL. ANL. RÜCK.T. ANSCHL.-WASS. | EL SYS. BACK WATER-CONN | IMP.EL. DORSALE CONEX-HYDR. | IMPL.EL.-DORSAL CONEX-HIDR. | PZ | 69
97522225 |  | IMP.EL. DORSALE IDR-TAV.MED | INSTR.TISCH HYDR.DORS.EL.SYS | INSTR.TABLE-HYDRIC DORS EL.SYS | INST.EL.DORSALE HYDR.TABL.PRAT | INST.EL. DORSAL HIDR.BAND. DOC | PZ | 71.5
97522226 |  | IMP.EL. DORSALE IDR-TAV.ASSIST | EL. ANL. RÜCK.T. WASS.-HELF.E. | EL. SYS. ASS TABLE-WATERBACK | IMP.EL. DORSALE HYDR.TABL.ASIS | IMP.EL. DORSAL HIDR.BAND.ASIST | PZ | 22.5
97522227 |  | IMP.EL. ALIM POLTR BASE + PE | EL. A. VERS PAT.ST. BASIS + PE | BASE + PE SEAT POW SUPP EL IMP | IMP.EL.ALIM. FAUT. BASE + PE | IMP.EL.ALIM. SILL. BASE + PE | PZ | 45.5
97522231 |  | IMP.EL. INTERRUTT E FUSIBILE | SICHERUNG + SCHALTER EL ANSCHL | EL SYS SWITCH AND FUSE | INST.EL.INTERRUPT.ET FUSIBLE | IMPL.EL. INTERR. Y FUSIBLE | PZ | 24.5
97522232 |  | IMP.EL. PRESA AUSILIARIA | EL ANSCHL HILFSSTECKDOSE | EL SYS AUXILIARY SOCKET | INST.EL.PRISE AUXILIAIRE | IMPL.EL. ENCHUFE AUXILIARIO | PZ | 73.5
97522234 |  | IMP.EL. MICRO EMERGENZA PEDANA | EL. ANL. NOT-AUS-MIK. FUSSPL. | EL SYS. PAD EMERGENCY MICRO | IMP.EL MICRO EMERGENCE PLAQUE | IMP.EL MICRO EMERGENCIA PLATAF | PZ | 15
97522235 |  | IMP.EL. SENSORE CAMMA POLTR | HEBEL SENSOR STUHL EL.SYSTEM | CAM SENSOR CHAIR EL. SYST. | INST.EL.CAPTEUR CAME FAUTEUIL | INST.EL.CAPTADOR LEVAS SILLON | PZ | 85.5
97522236 |  | IMP.EL. POTENZ SEDUTA POLTR | EL.ANLAGE STUHLSITZ-POTENTIOM | EL SYS SEATREST POTENTIOM | INST.EL.POTENT.ASSISE FAUT. | IMPL. EL. POTEN. ASIENTO SILL. | PZ | 38.5
97522237 |  | PROLUNGA USB 2.0 TIPO A M/F | VERLAENGERUNG USB 2.0 T A M/F | 2.0 TYPE A M/F USB EXTENSION | EXTENSION USB 2.0 TYPE A M/F | EXTENSION USB 2.0 TIPO A M/F | PZ | 22.5
97522239 |  | IMP.EL. ALIM SCH AC-DC INVERT | AC-DC INVER P.HOH.PLAT.EL.SYST | AC-DC INVER P.SUP.BOARD EL.S | INST.EL.ALIM.PLAT.AC-DC CONVER | INST.EL.ALIM.TARJ.AC-DC CONVER | PZ | 21.5
97522240 |  | IMP.EL. ALIM EV GEN + BYPASS | GEN + BYPASS EV EL ANSCHL | EL SY GEN+BYPASS VALVE POW SUP | IMP.EL ALIM. EV GEN + BYPASS | IMPL.EL. ALIM.EV GEN + BYPASS | PZ | 13.5
97522241 |  | IMP.EL. ALIM EV GEN + BYPASS + | GEN EV SPEISEL. EL ANL+BYPASS | EL SYS EV GEN+BYPASS+POW SUPP | IMP.EL. ALIM. EV GEN+ BYPASS + | SIST.EL. ALIM EV GEN+DERIVAC + | PZ | 30.5
97522242 |  | IMP.EL. ALIM LAMP VENUS PLUS | EL. ANL. VER. LAMPE VENUS PLUS | VENUS PLUS LAMP POW SUP EL IMP | IMP.EL.ALIM.LAMPE VENUS PLUS | IMP.EL.ALIM.LAMPARA VENUS PLUS | PZ | 28.5
97522243 |  | IMP.EL. ALIM LAMP VENUS LED | VENUS LED LAMPE AUFLADEKABEL | EL SYS LED VENUS LAMP SUPPL | INST.EL.ALIM.LAMPE VENUS LED | IMPL.EL.ALIM.LAMP. VENUS LED | PZ | 22
97522244 |  | IMP.EL. INTERF. ALIMENT. EV | EL. ANLAGE INTERF. VERSORG. EV | EV POW. SUP. INTERF. EL. SYST. | INST.EL.INTERF. PUISSSANCE EV | SIST. EL. INTERF. ALIMENT. EV | PZ | 15
97522245 |  | IMP.EL. ALIM SIRINGA IDRICO 6F | EL. ANL. VERS. SPR. W.EINH. 6F | 6F HYDROGR. SYR. SUPP. EL.SYS. | INST.ÉL. ALIM SER. GR. HYD. 6F | SIST.EL. ALIM JERIN.GR.HÍDR 6F | PZ | 14
97522246 |  | IMP.EL. ALIM SWITCHING MULTIM | MULTIM.SWITCHGENER. EL ANSCHL | EL SYS MULT SWITCHING POW SUPP | INST.EL.ALIM.SWITCHING MULTIM. | IMPL.EL. ALIM. SWITCHING MULT. | PZ | 12
97522247 |  | IMP.EL. ALIM EV BICC-BAC-SIR | EL. ANL. VER. MV MUND.-B.-SPR. | EL SY SYR-CUS-GLASS EV POW SUP | IMP.EL.ALIM.EV VERRE CRACH.SER | IMP.EL.ALIM.EV VASO ESCUP.JER. | PZ | 20.5
97522248 |  | IMP.EL. ALIM METASYS | EL. ANL. VERS. METASYS | EL SYS METASYS POWER SUPPLY | IMP.EL. ALIM. METASYS | IMP.EL. ALIM. METASYS | PZ | 18.5
97522249 |  | IMP.EL. ALIM DURR CAS1-CS1 | DURR CAS1-CS1 LEIST.HOH.EL.SYS | DURR CAS1-CS1 POW.SUP.EL.SYS | INST.EL. ALIM DURR CAS1-CS1 | INST.EL. ALIM DURR CAS1-CS1 | PZ | 10
97522250 |  | IMP.EL. ALIM VALV DURR BACINEL | E.A. DURR-BECKENVENTIL-VERSORG | CUSP DURR VALVE POW SUP EL SYS | IMP.EL. ALIM.VANNE DURR CRACH. | IMP.EL. ALIM VALV.DURR ESCUP. | PZ | 13.5
97522251 |  | IMP.EL. ALIM ASPIRAZ PNEUMAT | EL. ANL. VERS. PNEUM. SAUGER | TIRE SUCTION POW SUPP EL IMP | IMP.EL.ALIM.ASPIR.PNEUMATIQUE | IMP.EL.ALIM.ASPIR.NEUMATICO | PZ | 45.5
97522252 |  | IMP.EL. ALIM ASPIRASAL IDRAUL | EL. ANL. VERS. HYDRAUL. SAUGER | EL SYS WAT SALIVA EJEC POW SUP | IMP.EL.ALIM.TIRESALIVE HYDRAUL | IMP.EL.ALIM.ASPIRASALIVA HIDRA | PZ | 11
97522253 |  | IMP.EL. ALIM VALVOLA CENTRALIZ | EL. ANL. VERS. VENTIL ZENTRAL. | EL SYS CENTR VALVE POW SUPPLY | IMP.EL.ALIM. VANNE CENTRALIS | IMP.EL.ALIM. VALVULA CENTRALIZ | PZ | 7
97522254 |  | IMP.EL. SEZ SICUR ASSIST-BAC | EL. AN. TR. SICH. HELF.-BECK. | EL SYS CUSP-ASSIST SAFETY SECT | IMP.EL.SECC.SECUR. ASIST-CRACH | IMP.EL.SECC.SEGUR. ASIST-ESCUP | PZ | 22
97522255 |  | IMP.EL. ALIM EV ABLATORE | EL. ANL. VERS. MV ZAHNS.ENTF. | EL SYS SCALER EV POWER SUPP | IMP.EL.ALIM. EV DETARTREUR | IMP.EL.ALIM. EV ULTRASONIDO | PZ | 4.4
97522256 |  | IMP.EL. ALIM EV MICROMOTORE | EL. ANL. VERS. MV MIKROMOTOR | EL SYS MICROMOTOR EV POW SUP | IMP.EL.ALIM.EV MICROMOTEUR | IMP.EL.ALIM.EV MICROMOTOR | PZ | 11.5
97522257 |  | IMP.EL. ALIM EV TURBINA | EL. ANL. VERS. MV TURBINE | EL SYS TURBINE EV POWER SUPPLY | IMP.EL.ALIM. EV TURBINE | IMP.EL.ALIM. EV TURBINA | PZ | 11
97522258 |  | IMP.EL. ALIM CONSOLLE L1-L2 | EL. ANL. VERS. BED.KON.E L1-L2 | L1-L2 CONSOLLE POW SUPP EL IMP | IMP.EL.ALIM.CONSOLLE L1-L2 | IMP.EL.ALIM.CONSOLA L1-L2 | PZ | 27.5
97522259 |  | IMP.EL. ALIM CONSOLLE L3-L4 | EL.ANL. KONSOLEVERS. L3-L4 | EL SYS CONS POW SUPPLY L3-L4 | INST.EL.ALIM.CONSOLLE L3-L4 | IMPL.EL.ALIM.CONSOLA L3-L4 | PZ | 17.5
97522260 |  | IMP.EL. ALIM MOTORE SCHIEN | RUCKL.MOTOR ERNAEH.EL.SYS | BACKREST MOTOR POW.SUP.EL.SYS | INST.EL.ALIM.MOTEUR FAUTEUIL | INST.EL.ALIM.MOTOR SILLON | PZ | 162
97522261 |  | IMP.EL. ALIM GR BIOSTER | BIOSTER GR. SPEISELEIT. EL ANL | EL SYS BIOSTER GR POWER SUPPLY | IMP.EL. ALIM. GR BIOSTER | IMP.EL ALIM.GR BIOSTER | PZ | 28
97522262 |  | IMP.EL. ALIM GR WHE | WHE GR. SPEISELEITUNG EL. ANL. | EL SYS WHE GR. POWER SUPPLY | IMP.EL. ALIM. GR WHE | IMP.EL. ALIM. GR WHE | PZ | 21.5
97522263 |  | IMP.EL. APPL ACQUA DISTILLATA | DESTILLIERTES WASSER KIT KABEL | EL SYS DISTILLED WATER APPL | INST.EL.EAU DISTILLEE | IMPL. EL. AGUA DESTILADA | PZ | 14
97522264 |  | IMP.EL. EV SELEZ CANNULE | EL. ANL. MV KANÜLENWAHL | EL SYS CANNULA SECTION EV | IMP.EL. EV SELEC. CANULES | IMP.EL. EV SELEC. CANULAS | PZ | 19
97522265 |  | IMP.EL. POTENZIOMETRO SLIDING | EL. ANL. POTENTIOMETER SLIDING | SLIDING POTENTIOMETER EL.SYS | INST.EL.POTENTIOMETRE SLIDING | INST.EL.POTENCIOMETRO SLIDING | PZ | 94
97522407 |  | IMP.EL. ALIM SCH SENSORE | EL. ANL. VERS. SENSOR-PLATINE | EL SYS SENSOR BOARD POW SUPP | IMP.EL.ALIM. PLAT. CAPTEUR | IMP.EL.ALIM. TARJ. CAPTADOR | PZ | 11
97522408 |  | IMP.EL. CANBUS SCHEDA MULTIM | MULTIM.CANBUSPLATINE EL ANSCHL | EL SYS MULTIMEDIA BOARD CANBUS | IMP. EL. CANBUS PLATINE MULT | IMPL.EL. CANBUS TARJETA MULT. | PZ | 18.5
97522410 |  | IMP.EL. ALIM PEDALE | E.A. FUSSPEDAL-VERSORGUNG | PEDAL POW SUPP EL. SYS. | INST.EL.ALIM.PEDALE | IMP.EL.ALIM. PEDAL | PZ | 54
97522411 |  | IMP.EL. SCH JOYSTICK PEDALE | FUSSP. JOYSTICK PLATINE EL ANL | EL SY FOOT CONT JOYSTICK BOARD | IMP.EL PLAT. JOYSTICK PEDALE | IMP.EL. TAR.JOYSTICK PEDAL | PZ | 10
97522413 |  | IMP.EL. SCH LED PEDALE | FUSSP. LED PLATINE EL ANL | EL SYS FOOT CONTR LED BOARD | IMP.EL. PLAT. LED PEDALE | IMP.EL. TARJ. LED PEDAL | PZ | 13.5
97522414 |  | IMP.EL. ALIM PEDALE WL | EL. ANL. VERS. PEDAL WL | EL SYS WL PEDAL POWER SUPP | CIRC.EL. ALIM. PEDALE WL | IMPL.EL. ALIM. PEDAL WL | PZ | 199
97522415 |  | IMP.EL. ALIM INT. PEDALE WL | EL. ANL. VERS. INT. PEDAL WL | EL SYS WL PEDAL INT POWER SUPP | CIRC.EL.ALIM.PEDALE WL | IMPL.EL.ALIM.PEDAL WL | PZ | 82
97522416 |  | IMP.EL. EXT PEDALE WL | EL. ANL. EXT PEDAL WL | EL SYS WL PEDAL EXT | CIRC.EL EXT PEDALE WL | IMPL.EL. EXT PEDAL WL | PZ | 81
97522420 |  | IMP.EL. LED RGB | EL. ANL. LED RGB | EL SYS RGB LED | INST.EL.LED RGB | IMPL.EL.LED RGB | PZ | 13
97522421 |  | IMP.EL. LIN | EL. ANL. LIN | EL SYS LIN | INST.EL.LIN | IMP. EL. LIN | PZ | 9.4
97522423 |  | IMP.EL. ALIM BRACCI LAMPADA | EL.ANL. VERSORG. LAMPENARME | LAMP ARMS POW SUPP EL. IMP. | IMP.EL.ALIM.BRAS LAMPE | IMP.EL.ALIM.BRAZOS LAMPARA | PZ | 22
97522424 |  | IMP.EL. COMUN LIN BRACCI LAMP | EL. ANL. LIN-KOMM. LAMP.ARME | LAMP ARMS LIN COMMUN EL. IMP. | IMP.EL.COMUN.LIGNE BRAS LAMPE | IMPL.EL. COMUN.LIN.BRAZ.LAMPAR | PZ | 23
97522425 |  | IMP.EL. DORSALE ALLACC-IDR TR | HYDR.KONN.TR-DORSAL EL.SYST | HYDRO CONNECT TR- DORSAL EL.SY | INST.EL.DORSALE BRANCH.HYDR.TR | INST.EL DORSAL CONEX.HYDR. TR | PZ | 95
97522426 |  | IMP.EL. PULSANTE MANIGLIA | EL. ANL. HANDGRIFFTASTE | EL SYS HANDLE BUTTON | INST.EL.BOUTON POIGNEE | IMPL.EL. BOTON ASA | PZ | 2.5
97522433 |  | IMP.EL. ALIM SCHEDA IGIENE | HYGIENE PLAT SPEISELEIT EL ANL | EL SYS HYGIENE BOARD POW SUPP | IMP.EL. ALIM. PLATINE HYGIENE | IMP.EL. ALIM. TARJETA HIGIENE | PZ | 14.5
97522434 |  | IMP.EL. CAN BUS E SICUREZZE | CAN BUS EL. SYST UND SICHERUNG | CAN BUS EL. SYST AND SAFETY | INST.EL.CAN BUS ET SECURITES | INST.EL.CAN BUS Y SEGURIDADES | PZ | 26.5
97522435 |  | IMP.EL. MICRO STRUM CONT | E.A. MIKRO INSTR. CONT. | CONT MICRO TOOLS EL. SYST | INST.EL.MICRO INSTRU.CONT. | IMPL.EL. MICRO INSTR. CONT. | PZ | 6.2
97522436 |  | IMP.EL. MICRO STRUM INT | EL.ANL. INSTRUM. MIKRO INT | EL SYS MICRO TOOL INT | INST.EL.MICRO INSTR.INT. | IMPL.EL. MICRO INSTR. INT. | PZ | 14
97522437 |  | IMP. EL. SCHEDA LAV CANNULE | KAN. AUSSPUELEN PLATINE KABEL | EL SYS CANNULAS WASH BOARD | INST.EL.PLATINE LAVAGE CANNULE | IMPL. EL. TARJETA LAVADO CANUL | PZ | 13
97522438 |  | IMP.EL. ALIM EV CHIP AIR-FRENO | EL. ANL. VER. MV CHIP LUFT-BR. | EL SY AIR-BRAKE CHIP EV POW SU | IMP.EL.ALIM. EV CHIP AIR-FREIN | IMP.EL.ALIM. EV CHIP AIR-FRENO | PZ | 7.9
97522439 |  | IMP.EL. CONSOLLE L4 MULTIMEDIA | EL.ANL. MULTIMEDIA KONSOLE L4 | EL SYS MULTIMEDIA L4 CONSOLLE | INST.EL.CONSOLLE L4 MULTIMEDIA | IMPL.EL.CONSOLA L4 MULTIMEDIA | PZ | 5.4
97522443 |  | IMP.EL. FLAT SCH SEZ MICRO STR | E. N. FLAT PLAT. SEK. MIKR STR | EL SYS STR MICRO SECT BOA FLAT | IMP.EL.FLAT PLAT.SEC.MICRO INS | IMP.EL.FLAT TARJ.SEC.MICRO INS | PZ | 5.8
97522444 |  | IMP.EL. SEZ. ALIMENT. | EL. ANL. TRENN. VERSORG. | POWER SUPP. SECTION. EL IMP. | IMP.EL.SEC.ALIMENTATION | IMP.EL.SECC.ALIMENT. | PZ | 39.5
97522445 |  | IMP.EL. SPARO–INTER–LAMP–TELER | E. A. STR.–SCHALT–LAMP–SCHÜTZ | START. LAMP-INT-EMISS. EL IMP. | IMP.EL.TIRE INTERL.LAMP.TELER. | IMP.EL.DISP.INTERL.LAMP.TELER. | PZ | 28
97522446 |  | IMP.EL. COMPLET. TELERUTTORE | EL. ANL. VERVOLL. SCHÜTZ | STARTER COMPLET. EL IMP. | IMP.EL.COMPLET.COMPT. | IMP.EL.COMPL.COMPTAD. | PZ | 36.5
97522477 |  | IMP.EL. ALIM. INTERNA | EL. ANL. VERS. INTERN | EL SYS INTERNAL POW SUPPLY | INST.EL.ALIM.INTERNE | IMPL.EL. ALIM. INTERNA | PZ | 7.9
97522478 |  | IMP.EL. MICRO SICUREZZA SCHIEN | EL. ANL. SICHERH.MIK. RÜ.L. | EL SYS BACKREST SAFETY MICRO | IMP.EL.MICRO SECURITE DOSSIER | IMP.EL.MICRO SEGURIDAD RESPALD | PZ | 11
97522481 |  | IMP.EL. INTERFACCIA USB INT | EL.ANL. USB-SCHNITTSTELLE INT | INTERN USB INTERFACE EL IMP. | IMP.EL. INTERFACE USB INTERN. | IMP.EL. INTERFAZ USB INTERN. | PZ | 41
97522485 |  | IMP.EL. MICROSWITCH SELEZ CANN | E.A. KANULENSORTIERERMIKROSCHA | CANN SELEC. MICROSWITCH EL SYS | IMP.EL. MICROSWITCH SELECT.CAN | IMP.EL. MICROSWITCH SELECC.CAN | PZ | 35
97522486 |  | IMP.EL. MICROSWITCH SELEZ STR | EL. ANL. MIKROS. INSTR.WAHL | INSTR SELEC MICROSWITCH EL IMP | IMP.EL.MICROSWITCH SELC.INSTR. | IMP.EL.MICROSWITCH SELC.INSTR. | PZ | 14
97522487 |  | IMP.EL. PROL ALIM RISCALDATORE | HEIZELELEM SPEISEL VERL EL ANL | EL SYS HEATER POW SUPP EXTENS | IMP.EL. PROL. ALIM. CHAUFF. | IMP.EL. PROL. ALIM. CALEF. | PZ | 22
97522488 |  | IMP.EL. RILEVATORE APICALE | EL ANSCHL APIKALER ENTDECKER | EL SYS APICAL DETECTOR | INST.EL.DETECTEUR APICAL | IMPL.EL. DETECTOR APICAL | PZ | 120
97522490 |  | CAVO MONITOR DVI-D/DVI-D 2 MT | DVI-DVI-D 2 MT MONITORKABEL | DVI-DVI-D 2 MT MONITOR CABLE | CABLE MONITOR DVI-DVI-D 2 MT | CABLE MONITOR DVI-DVI-D 2 MT | PZ | 34
97522491 |  | IMP.EL. USB A-B | EL. ANL. USB A-B | EL SYS USB A-B | INST.EL.USB A-B | IMPL.EL. USB A-B | PZ | 5
97522493 |  | IMP.EL. INTERFACCIA ABLATORE | EL. AN. SCHNITTST. ZAHNST.E. | EL SYS SCALER INTERFACE | IMP.EL. INTERFACE DETARTREUR | IMP.EL. INTERFAZ ULTRASONIDO | PZ | 15.5
97522494 |  | IMP.EL. PROLUNGA SONDA H2O2 | EL. ANL. VERLÄNG. H2O2-SONDE | EL SYS H2O2 PROBE CABLE | INST.EL.RALLONGE SONDE H2O2 | IMPL. EL. ALARG. SONDA H2O2 | PZ | 8.5
97522495 |  | IMP.EL. POTENZIOM LAMPADA | EL. ANL. POTENTIOM. LAMPE | EL SYS LAMP PONTETIOMETER | IMP.EL. POTENCIOM.LAMPE | IMP.EL. POTENCIOM.LAMPARA | PZ | 8.7
97522497 |  | IMP.EL. CONNESSIONE DI TERRA | EL. ANL. ERDUNGSANSCHLUSS | GROUND CONNECTION EL. IMP. | IMP.EL.CONECTION SOL | IMP.EL.CONEXION SUELO | PZ | 8.2
97522498 |  | IMP.EL. ALIM DORSALE TAV MED | EL. ANL. RUECKSPEISUNG ARZTEL. | DOCT TABLE BACK POW SUP EL IMP | IMP.EL.ALIM.DORSALE TABL.PRAT | IMP.EL.ALIM.DORSAL BAND.MED. | PZ | 457
97522499 |  | IMP.EL. ALIM SCHEDA SIDE DELIV | EL.ANL. PLATINESP. SIDE DEL | DEL SIDE BOARD POW SUP EL IMP | IMP.EL.ALIM.PLATINE SIDE DELIV | IMP.EL.ALIM.TARJETA SIDE DELIV | PZ | 16
97522501 |  | IMP.EL. SEZ COLONNA SIDE DELIV | EL.ANL.SEK. SIDE DEL.SAEULE | DELIV SIDE COLUMN SECT EL IMP | IMP.EL.SECC.COLOMNE SIDE DELIV | IMP.EL.SECC.COLUMNA SIDE DELIV | PZ | 25.5
97522503 |  | IMP.EL. DORSALE TAV ASS HYBRID | EL. ANL. RÜCK.T. HELF.EL. HYB | EL SYS HYBRID ASS TAB BACK | IMP.EL.DORSALE TABL.ASIS HYBRI | IMP.EL.DORSAL BAND.ASIS HYBRI | PZ | 47.5
97522504 |  | IMP.EL. DORSALE POLTR - ALLACC | EL. ANL. RÜCK.T. P.ST.-ANS. | EL SYS CONNECT-BACKREST BACK | IMP.EL.DORSALE FAUT.-CONEX. | IMP.EL.DORSAL SILLON.-CONEX. | PZ | 69.5
97522505 |  | IMP.EL. DORSALE ALLACC - IDR | EL. ANL. RÜCK.T. ANSCHL.-WASS. | WATER CONNECT BACK EL. IMP. | IMP.EL.DORSALE CONEX. - HYDR. | IMP.EL.DORSAL CONEX. - HIDR. | PZ | 87
97522508 |  | IMP.EL.TAV.MED-ALLACC L4500 | EL. AL. INSTR.T.-ANSCHL. L4500 | L4500 CONNECT-DOCT TAB EL IMP | IMP.EL.TABL.PRAT.CONEX. L4500 | IMP.EL.BAND.MED.CONEX. L4500 | PZ | 435
97522509 |  | IMP.EL.TAV.MED-ALLACC L6000 | EL. AL. INSTR.T.-ANSCHL. L6000 | L6000 CONNECT-DOCT TAB EL IMP | IMP.EL.TABL.PRAT.CONEX. L6000 | IMP.EL.BAND.MED.CONEX.L6000 | PZ | 470
97522510 |  | IMP.EL. SEZIONAM L4500 | EL. ANL. SEKTION L4500 | L4500 SECTIONING EL IMP | IMP.EL SECTIONNEMENT L4500 | IMP.EL SECCIONAMIENTO L4500 | PZ | 315
97522511 |  | IMP.EL. ALIM CANNULA ISOLITE | EL. ANL. VERS. ISOLIT-KANÜLE | EL SYS ISOLITE CANNULA POW SUP | IMP.EL.ALIM.CANULE ISOLITE | IMP.EL.ALIM.CANULA ISOLITE | PZ | 37.5
97522512 | (**) | CAVO PC USB - CEFLA 1,8 MT | PC–USB-CEFLA-KABEL 1,8 MT | USB PC CABLE - CEFLA 1,8 MT | CABLE ORD.USB-CEFLA 1,8MT | CABLE ORD.USB-CEFLA 1,8MT | PZ | 49.5
97522516 |  | IMP.EL. TAV MED - IDR TRC | EL. ANL. INSTR.TR. - WASS. TRC | TRC WATER-DOCT TAB EL IMP | IMP.EL.TABL.PRAT.-HYDR.TRC | IMP.EL.BAND.MED.-HIDR.TRC | PZ | 71
97522517 |  | IMP.EL. SEZ TAV MED - IDR TRC | EL. AN. TR. INS.TR.-WAS. TRC | TRC DOCT TAB-WATER SECT EL IMP | IMP.EL.SEC.TABL.PRAT-HYDR.TRC | IMP.EL.SEC.BAND.MED-HIDR.TRC | PZ | 43
97522519 |  | IMP.EL. VENTOLA RAFFR LAMPADA | LAMPE KUEHLFLUEGELRAD EL. ANL. | EL SYS LAMP COOLING FAN | INST.EL.VENTIL.REFROIDIS.LAMPE | IMPL.EL.VENTIL.REFRIG. LAMPARA | PZ | 31.5
97522524 |  | IMP.EL. ALIM SCHEDA IGIENE | EL. ANL. VERS. HYGIENE-PLATINE | HYGIENE BOARD POW SUPP EL IMP | IMP.EL.ALIM.PLATINE HYGIENE | IMP.EL.ALIM.TARJETA HIGIENE | PZ | 31.5
97522525 |  | IMP.EL. PRESA AUSILIARIA | EL. ANL. HILFSANSCHLUSS | AUXILIARY SOCKET EL IMP | IMP.EL.PRISE AUXILIAIRE | IMP.EL.ENCHUFE AUXILIAR | PZ | 82.5
97522529 |  | IMP.EL. ALIM S280P +PE +SLID | EL. ANL. VERS. S280P +PE +SLID | POW SUP S280P+PE+SLID EL IMP | IMP.EL.ALIM.S280P + PE + SLID | IMP.EL.ALIM.S280P + PE + SLID | PZ | 233
97522537 |  | IMP.EL. SEZ ALIM S280P + PE | EL. AN. TRENN. VER. S280P + PE | S280P POW SUP SECT + PE EL IMP | IMP.EL.SEC.ALIM S280P + PE | IMP.EL.SEC.ALIM S280P + PE | PZ | 76
97522538 |  | IMP.EL. SEZ ALIM S280P+PE+SLID | E. A. TREN. VER. S280P+PE+SLID | S280P P.S. SECT+PE+SLID IMP EL | IMP.EL.SEC.ALIM.S280P+PE+SLIDE | IMP.EL.SEC.ALIM.S280P+PE+SLIDE | PZ | 166
97522540 |  | IMP.EL. ALIM SCH LAMPADA | LAMPE PLAT ANSPEISUNG EL. ANL. | EL SYS LAMP BOARD POW SUPPLY | INST.EL.ALIM.PLATINE LAMPE | IMPL.EL.ALIM.TARJ. LAMPARA | PZ | 1.8
97522541 |  | IMP.EL. ALIM LIN LAMPADA | LAMPE LIN ANSPEISUNG EL. ANL. | EL SYS LAMP LIN POWER SUPPLY | INST.EL.ALIM.LIN LAMPE | IMPL.EL.ALIM.LIN. LAMPARA | PZ | 11.5
97522542 |  | IMP.EL. ALIM LAMP VENUS-E | EL. ANL. VERS. LAMPE VENUS-E | VENUS-E LAMP POW SUPP EL IMP. | IMP.EL.ALIM.LAMPE VENUS-E | IMP.ELALIM.LAMP. VENUS-E | PZ | 45
97522543 |  | IMP.EL. ALIM MM TAV ASS | MM VERSORG EL ANSCHL ASS.TAFEL | EL SYS ASSIST TABLE MM POWER | INST.EL.ALIM.MM TABL.ASSIST. | IMPL.EL.ALIM. MM BAND. ASIST | PZ | 24
97522544 |  | IMP.EL. ALIM ABL CEFLA TAV ASS | EL ANSCHL ZEG VERSOR ASS.TAFEL | EL SYS ASS TAB CEFLA SCAL POW | INST.EL.ALIM.DETART.TABL.ASS. | IMPL.EL.ULTRASON.CEFLA BAND.AS | PZ | 45
97522545 |  | IMP.EL. ALIM EV ACQUA E FO | WASSER+GF GEN.EV EL ANL | EL SYS POWER WATER VALVE & FO | INST.EL.ALIM.EV EAU ET FO | IMPL.EL.ALIM. EV AGUA Y FO | PZ | 35
97522547 |  | IMP.EL. APPL ACQUA DISTILLATA | EL. ANL. APPL. DEST. WASSER | DISTILLED WATER APPL EL IMP | IMP.EL.APPL.EAU DISTILLEE | IMP.EL.APPL.AGUA DESTILADA | PZ | 18
97522548 |  | IMP.EL. ALIM DURR CAS1-CS1 | EL. ANL. VERS. DURR CAS1-CS1 | CAS1-CS1 DURR POW SUPP EL IMP | IMP.EL.ALIM. DURR CAS1-CS1 | IMP.EL.ALIM. DURR CAS1-CS1 | PZ | 36
97522549 |  | IMP.EL. ALIM EV GEN + BYPASS | EL. ANL. VERS. MV GEN + BYPASS | POW SUP GEN EV + BYPASS EL IMP | IMP.EL.ALIM.GEN+BYPASS | IMP.EL.ALIM.GEN+BYPASS | PZ | 14
97522550 |  | IMP.EL. ALIM EV GEN + BYPASS + | EL. ANL VER. MV GEN+BYPASS+ | EV POW SUPP GEN+BYPASS EL IMP | IMP.EL.ALIM. EV GEN + BYPASS | IMP.EL.ALIM. EV GEN + BYPASS | PZ | 27
97522551 |  | IMP.EL. CAMMA POLTR - POT SE - | EL. ANL. NOCK. PAT.S.-POT. SE- | SEAT CAM EL IMP - POT SE - | IMP.EL.CAMME FAUT. - POT SE - | IMP.EL.CAM. SILLON. - POT SE - | PZ | 24
97522552 |  | IMP.EL. CAMMA TRC | EL. ANL. NOCKEN TRC | TRC CAM EL IMP | IMP.EL. CAMME TRC | IMP.EL. LEVA TRC | PZ | 42
97522553 |  | IMP.EL. SONDE SEPARAT CATTANI | EL.ANL. CATTANI-ABSCH.-SONDEN | CATTANI SEPARAT PROBES EL IMP | IMP.EL. SONDE SEPAR. CATTANI | IMP.EL. SONDA SEPAR. CATTANI | PZ | 15
97522554 |  | IMP.EL. MICRO SICUREZZA BACIN | EL. ANL. SICHERH.MIKRO. MUND.B | CUSPIDOR SAFETY MICRO EL IMP | IMP.EL.MICRO SEGUR. CRACHOIR | IMP.EL.MICRO SEGUR. ESCUPIDERA | PZ | 16
97522555 |  | IMP.EL. CAN BUS SCH MULTIMEDIA | EL. ANL. CAN BUS MULTIM.-PLAT. | MULTIM BOARD CAN BUS IMP EL | IMP.EL.CAN BUS PLAT.MULTIMEDIA | IMP.EL.CAN BUS TARJ.MULTIMEDIA | PZ | 28
97522556 |  | IMP.EL. SELEZIONE CANNULE TRC | EL. ANL. KANÜLENWAHL TRC | TRC CANNULAE SELCTION EL IMP | IMP.EL. SELEC.CANNULES TRC | IMP.EL. SELEC.CANULAS TRC | PZ | 8.6
97522557 |  | IMP.EL. PROL RISC ACQUA BICCH | EL. ANL. VERL. WASS.ERW. GLAS | GLASS WATER HEAT EXT EL IMP | IMP.EL.PROL.RINÇ. EAU VERRE | IMP.EL.ENJ. AGUA VASO | PZ | 9.5
97522559 |  | IMP.EL. SCH LAVAGGIO CANNULE | EL. ANL. PLAT. KANÜLENSPÜLUNG | CANNULAE WASHING BOARD EL IMP | IMP.EL.PLAT.LAVAGE CANNULES | IMP.EL.TARJ.LAVADO CANULAS | PZ | 13
97522562 |  | IMP.EL. ALIM GR BIOSTER | EL. ANL. VERS. GR. BIOSTER | BIOSTER GR. POW SUPP EL IMP | IMP.EL.ALIM.GR. BIOSTER | IMP.EL.ALIM.GR. BIOSTER | PZ | 33
97522564 |  | IMP.EL. INTERFACCIA CAN | EL. ANL. CAN-SCHNITTSTELLE | CAN. INTERFACE EL IMP | IMP.EL.INTERFACE CAN. | IMP.EL.INTERFAZ CAN. | PZ | 7.8
97522565 |  | IMP.EL. ALIM NEGATOSCOPIO IDR | EL. ANL. VERS. RÖNT.B. WASS. | HYDR NEGATOSCOPE CHARG EL SYS | INST.ÉL. ALIM NÉGAT. GR. HYDR | SIST.EL. ALIM NEGATOSC. HIDR | PZ | 16.5
97522566 |  | IMP.EL. ALIM EV TURB A TAV ASS | EL.ANL. TURBINENVENTILVERS.H.E | EL SYS ASS TAB TURB EV POW SUP | INST.EL.ALIM.EV TURB.TABL.ASSI | IMPLEL.ALIM.TURB. BAND.ASIST | PZ | 37.5
97522567 |  | IMP.EL. ALIM EV MM A TAV ASS | EL.ANL. MM-VENTILVERS.H.E | EL SY ASS TABLE MM EV POW SUPP | INST.EL.ALIM.EV MM TABL.ASSIST | IMPL.EL.ALIM.EV MM BAND.ASIST | PZ | 22
97522568 |  | IMP. EL. MICRO SICUR BR SOLLEV | EL. ANL. SICHERH.MIKR. HEBEARM | LIFT ARM SAFETY MICRO EL IMP | IMP.EL.MICRO SEG.BR.SOULEV. | IMP.EL.MICRO SEG.BR.ELEV. | PZ | 44
97522569 |  | IMP.EL. MICRO SICUREZZA | EL.ANL. SICHERHEITSMIKRO | SAFETY MICRO EL. IMP. | IMP.EL. MIRCO SECURITE | IMPL.EL. MICRO SEGURIDAD | PZ | 57
97522573 |  | IMP.EL. INTERRUTT E FUSIBILE | EL. ANL. SCHALTER UND SICHER. | SWITCH AND FUSE EL. IMP. | IMP.EL. INTERRUP. ET FUSIBLE | IMP.EL. INTERRUP. Y FUSIBLE | PZ | 44.5
97522574 |  | IMP. EL. MICRO SICUREZZA | EL. ANL. SICHERHEITSMIKROS. | SAFETY MICRO EL IMP. | IMP.EL.MICRO SEGURITE | IMP.EL.MICRO SEGURIDAD | PZ | 43.5
97522581 |  | IMP.EL. INTERFACCIA ALIM LAMP | EL. ANL. VERS.SCHNITTST. LAMPE | LAMP POW SUPP INTERFACE EL IMP | IMP.EL.INTERF. ALIM.LAMPE | IMP.EL.INTERF.ALIM.LAMP. | PZ | 9.2
97522582 |  | IMP.EL. ALIM EV DETART TAV ASS | EL. ANL. VER. MV ZAHN.E. HELF. | ASS TABLE SCAL EV CHARG EL SYS | IMP.EL.ALIM.EV DETARTR.TABL.AS | IMP.EL.ALIM.EV ULTRAS.BAND.ASI | PZ | 9.5
97522588 |  | IMP.EL. ALIM SCH MULTIMEDIA- | EL. ANL. VERS. MULTIM.-PL.- | MULTIM BOARD POW SUPP. EL IMP | IMP.EL. ALIM.PLAT.MULTIM. | IMP.EL. ALIM.TARJ.MULTIM. | PZ | 17
97522589 |  | IMP.EL. ALIM SCH MULTIMEDIA- | EL. ANL. VERS. MULTIM.-PL.- | MULTIM. BOARD POW SUPP EL IMP. | IMP.EL. ALIM.PLAT.MULTIM. | IMP.EL. ALIM.TARJ.MULTIM. | PZ | 16.5
97522598 |  | IMP.EL. POTENZIOM SEDILE RIUN | EL.ANL.POTI BEHANDLUNGSEIN.SIT | UNIT CHAIR POTENTIOM. EL. SYS. | IMP.EL. POTENT. ASSISE EQUIPEM | IMP.EL. POTENC. SILLON EQUIPO | PZ | 60
97522599 |  | IMP.EL. ALIM SCH MULTIMEDIA- | EL. ANL. VERS. MULTIM.-PL.- | MULTIM BOARD POW SUP EL IMP | IMP.EL.ALIM.PLAT. MULTIMEDIA | IMP.EL.ALIM.TARJ. MULTIMEDIA | PZ | 13.5
97522602 |  | IMP.EL. PONTE EM - SC A3.0 ML | EL. AN. BRÜCKE EM- C A3.0 ML | EM BRIDGE - SC A3.0 ML EL IMP | IMP.EL.PONT EM - SCA3 0 ML | IMP.EL.PUENTE EM - SCA3 0 ML | PZ | 3.8
97522605 |  | IMP.EL. ALIM DORSALE TAV MED | EL. ANL. VER. RÜCK.T. INSTR.T. | DOCT MODULE BACK POWER EL SYS | IMP.EL.ALIM. DORS. TABL.PRAT. | IMP.EL.ALIM.DORS.BAND.MEDICO | PZ | 89
97522612 |  | IMP.EL. COLLEG PULSANT AMBI | EL. ANL. VERB. BED.FELD BEIDH. | AMBI PUSHBUTTON CONNECT EL SYS | IMP.EL.BRANCH.CLAVIER AMBI | IMP.EL.CONEX.BOTONERA AMBI | PZ | 34.5
97522614 |  | IMP.EL. ALIM LAMP VENUS PLUS | EL. NL. NETZGER. L. VENUS PLUS | FEEDER EL SYST VENUS PLUS LAMP | SY. EL. ALIM. LAMPE VENUS PLUS | SIS EL ALIMENT LAMP VENUS PLUS | PZ | 67.473
97522615 |  | IMP.EL. ALIM LAMP VENUS LED | EL. ANL. NETZGER. LAMPE VENUS | FEEDER EL SYST VENUS LED LAMP | SYS. EL. ALIM. LAMPE VENUS LED | SIST EL ALIMENT LAMP VENUS LED | PZ | 26
97522616 |  | IMP.EL. ALIM INVERTER AMBIDX | EL. ANL. VERS. INVERTER BEIDH. | AMBIDEX INVERT POW SUPP EL SYS | IMP.EL.ALIM. INVERTER AMBI | IMP.EL.ALIM.INTERVER AMBI | PZ | 23
97522617 |  | IMP.EL. ALIM SCH MULTIMEDIA | EL. ANL. VERS. MULTIM.-PL. | MULTIMED BOARD POW SUPP EL SYS | IMP.EL. ALIM. PLAT MULTIMEDIA | IMP.EL. ALIM. TARJ. MULTIMEDIA | PZ | 17
97522619 |  | IMP.EL. CAN BUS SCH MULTIM | EL. ANL. CAN BUS MULTIM.-PLAT. | MULTIM BOARD CAN BUS EL SYS | IMP.EL. CAN BUS PLAT.MULTIMED. | IMP.EL. CAN BUS TARJ.MULTIMED. | PZ | 38
97522621 |  | IMP.EL. ALIM SCH MULTIM-MONIT | EL. AN. VERS. MULTIM.-PL.-MON. | MONIT MULTIM BOARD POW EL SYS | IMP.EL.ALIM.PLAT.MULT.ECRAN | IMP.EL.ALIM.TAR.MULT.PANTALLA | PZ | 19
97522623 |  | IMP.EL. TAV.MED-ALLACC L4500 | EL. ANL. INSTR.TR.-ANS. L4500 | L4500 CONNECT-DOC MOD EL SYS | IMP.EL. TABL.PRAT-BRANCH L4500 | IMP.EL. BAND.MED-CONEX L4500 | PZ | 505
97522624 |  | IMP.EL. TAV.MED-ALLACC L6000 | EL. ANL. INSTR.TR.-ANS. L6000 | L6000 CONNEC-DOC MODULE EL SYS | IMP.EL.TAB.PRAT-BRANCH.L6000 | IMP.EL.BAN.MED-CONEX. L6000 | PZ | 525
97522625 |  | IMP.EL. SEZ L4500 | EL. ANL. TRENN. L4500 | L4500 SECT. EL SYS | IMP.EL. SEC. L4500 | IMP.EL. SEC. L4500 | PZ | 419
97522626 |  | IMP.EL. PROL EMERGENZE BR IDR- | EL. AN. VERL. NOT-AUS- ARM W. | HYDRO ARM EMERG EXTENS EL SYS | IMP.EL.PROL EMERGENCE BR HYDR. | IMP.EL.PROL.EMERGENCIA BR HIDR | PZ | 18
97522627 |  | IMP.EL. CONN. DI TERRA LAMPADA | EL.ANL. POTENTIALAUSGL. LAMPE | LAMP GROUND CONNECTION EL. SYS | SYST. EL. COL. TERRE LAMPE | IMP.EL.CONEXION SUELO LAMPARA | PZ | 12.5
97522628 |  | IMP.EL. ALIM POLTR S380P +PE | EL. AN. VERS PAT.ST. S380P+PE | S380P +PE SEAT POW SUPP CABLE | IMP.EL.ALIM.FAUT. S380P+PE | IMP.EL.ALIM.SILL. S380P+PE | PZ | 170
97522631 |  | IMP.EL. SEZ ALIM SIS H2O DIST | EL. AN. TRENN. VERS. H2O-SYS. | DISTIL WAT SYS SUPP SEC EL SYS | IMP.EL.SEC.ALIM SIS H2O RALL. | IMP.EL.SEC.ALIM. SIS H2O DIST. | PZ | 36
97522633 |  | IMP.EL. INTERF ALIM MONITOR | EL. ANL. VERS.SCHNITTS. MONIT. | MONITOR POW SUPP INTERF EL SYS | IMP.EL.INTERF. ALIM. ECRAN | IMP.EL.INTERF. ALIM. MONITOR | PZ | 12
97522634 |  | CAVO USB 3.0 INTERFACE | USB 3.0 INTERFACE KABEL | USB 3.0 INTERFACE CABLE | CABLE USB 3.0 INTERFACE | CABLE USB 3.0 INTERFAZ | PZ | 219
97522635 |  | IMP.EL. CAN BUS E SICUREZZE | EL. ANL. CAN BUS UND SICHERH. | CAN BUS AND SAFETY EL. SYS. | IMP.EL. CAN BUS ET SECURITE | IMP.EL. CAN BUS Y SEGURIDAD | PZ | 31
97522636 |  | IMP.EL. INTERFACCIA PULS AMBI | EL. AN. SCHNITTST. PULS BEIDH. | AMBI PULS INTERFACE EL. SYS. | INST.ÉL. INTERF.CLAV.COMM AMBI | SIST.EL. INTERFAZ PULS AMBI | PZ | 43.5
97522644 |  | IMP.EL. ALIM LAMP VENUS PLUS | EL.ANL. NETZG.LAMPE VENUS PLUS | FEEDER EL SYST VENUS PLUS LAMP | SY. EL. ALIM. LAMPE VENUS PLUS | SIS EL ALIMENT LAMP VENUS PLUS | PZ | 60
97522645 |  | IMP.EL. ALIM MONITOR AMBI M | EL. AN. VERS. MONITOR BEIDH. M | MAN. AMBI MONITOR P.SUP.EL SYS | IMP.EL.ALIM.ECRAN AMBI M | IMP.EL.ALIM.MONITOR AMBI M | PZ | 32
97522646 |  | IMP.EL. ALIM VALVOLA CENTRALIZ | EL. ANL. VERS. VENTIL ZENTRAL. | CENTRAL. VALVE POW SUPP EL SYS | IMP.EL.ALIM.VANNE CENTRALIS. | IMP.EL.ALIM.VALVULA CENTRAL. | PZ | 11.5
97522651 |  | IMP.EL.MICRO SICUREZZA PEDANA | EL. AN. MIKRO. SICHERH. FUSSP. | PAS SAFETY MICRO EL. SYS. | IMP.EL.MICRO SEC. TAPIS | IMP.EL.MICRO SEG. PLATAF. | PZ | 21
97522671 |  | IMP. EL. GR. EV STRUMENTI BASE | EL. ANL. GR. MV INSTR. BASIS | BASIC INSTR. SV UNIT EL. SYS. | INST. ÉL. GR. ÉV INSTRUM. BASE | SIST. EL. GR. EV INSTRUM. BASE | PZ | 28.5
97522672 |  | IMP. EL. GR. EV STRUMENTI PLUS | EL. ANL. GR. MV INSTR. PLUS | PLUS INSTR. SV UNIT EL. SYS. | INST. ÉL. GR. ÉV INSTRUM. PLUS | SIST. EL. GR. EV INSTRUM. PLUS | PZ | 22
97522673 |  | IMP.EL. GR. EV. UGELLI | EL. ANL. GR. MV. DÜSEN | NOZZLE SV. UNIT EL. SYS. | INST.ÉL. GR. ÉV. BUSES | SIST.EL. GR. EV. BOQUILLAS | PZ | 13
97522674 |  | IMP. EL. POMPE VIBRO | ELEKTR. ANL. PUMPEN VIBRO | VIBRATION PUMP EL. SYS. | INST. ÉL. POMPES VIBRO | SIST. EL. BOMBAS VIBRO | PZ | 16
97522675 |  | IMP. EL. COLLEG. SENS. LIVELLO | EL. ANL. ANSCHL. FÜLLST.SENS. | LEVEL SENS. CONN. EL. SYS. | INST. ÉL. CONNEX. CAPT. NIVEAU | SIST. EL. CONEX. SENS. NIVEL | PZ | 18
97522676 |  | IMP. EL. SENSORI PORTA ANT. | EL. ANL. SENSOR VO. KLAPPE | FRONT DOOR SENSOR EL. SYS. | IMP.EL.CAPT. PORTE ANT. | IMP.EL.CAPT. PORTA ANT. | PZ | 21
97522677 |  | IMP. EL. ALIM SCHEDA SWITCHING | EL. ANL. VERS. SWITCH.-PLATINE | SWITCH. BOARD SUPPLY EL. SYS. | INST. ÉL. ALIM CARTE SWITCHING | SIST. EL. ALIM TARJ. SWITCHING | PZ | 7.7
97522678 |  | IMP. EL. ALIM SCHEDA LAVAMAN. | EL. ANL. VERS. PLATINE HAND.W. | HAND WASH.BOARD SUPPLY EL.SYS. | INST.ÉL.AL.CAR.DIS.LAV. P.À M. | SIST. EL. ALIM TARJETA LAVAMAN | PZ | 16
97522706 |  | IMP.EL. SEZIONAM L4500 | EL. ANL. TRENNUNG L4500 | L4500 SECTIONAM. EL SYS | IMP.EL. SEC. L4500 | IMP.EL. SEC. L4500 | PZ | 415
97522707 |  | IMP.EL. POTENZ SEDUTA POLTR | IMP.EL. POTENZ SEDUTA POLTR | IMP.EL. POTENZ SEDUTA POLTR | IMP.EL. POTENT. ASSISE FAUTL. | IMP.EL. POTENC. ASIENTO SILLON | PZ | 48
97522714 |  | CAVO PER CONNESSIONE | KABEL FÜR VERBIND. | CONNECTION CABLE | CABLE POUR CONECTION | CABLE PARA CONEXION | PZ | 38.5
97522715 |  | GRUPPO CAVO USB | GRUPPE USB-KABEL | USB CABLE GROUP | GROUP CABLE USB | GRUPO CABLE USB | PZ | 93.5
97522718 |  | IMP.EL. ALIM NEGATOSC PANORAM | EL. AN. VERS. RÖNT.B. PANORAM | PANORAM NEGAT POW SUPP EL SYS | IMP.EL.ALIM NEGAT.PANORAM. | IMP.EL.ALIM. NEGAT.PANORAM. | PZ | 27.5
97522720 |  | IMP.EL. COLLEG. SENS. CASSETTO | EL. ANL. VERBIND. SENS. FACH | DRAWER SENS. CONN. EL. SYS. | INST.ÉL. CONNEX. CAPT. TIROIR | SIST.EL. CONEX. SENS. CAJÓN | PZ | 7.9
97522732 |  | IMP.EL. INTERRUT GENERALE | GENERELLER SCHALTER EL. ANLAGE | GENERAL POWER BUTTON EL. SYS. | IMP.EL INTERRUPTEUR GENERAL | IMP.EL. INTERRUPTOR GENERAL | PZ | 45
97522733 |  | IMP.EL. ALIMENTATORE 12V | 12V NETZTEIL EL. ANLAGE | 12V POWER SUPPLY EL. SYS. | IMP.EL ALIMENTATEUR 12V | IMP.EL ALIMENTADOR 12V | PZ | 14.5
97522734 |  | IMP.EL. INTERLOCK | INTERLOCK EL. ANLAGE | INTERLOCK EL. SYS. | IMP. EL. INTERLOCK | IMP. EL. INTERLOCK | PZ | 21
97522745 |  | IMP.EL. PALO LAMP A SOFFIT | EL. ANL. DECKELAMPENSTANGE | CEILING LAMP POLE EL. SYS. | IMP.EL. POLE LAMPE PLAFOND | IMP.EL. PALO LAMP. TECHO | PZ | 22.5
97522746 |  | IMP.EL. ALIM EV SIRINGA | EL. ANL. VERS. MV SPRITZE | SYRINGE EV POW SUPP EL SYS | IMP.EL.ALIM. EV SERINGUE | IMP.EL.ALIM. EV JERINGA | PZ | 20
97522747 |  | IMP.EL. ALIM EV MICROMOTORE | EL. ANL. VERS. MV MIKROMOTOR | MICROMOTOR EV POW SUPP EL SYS | IMP.EL. ALIM. EV MICROM. | IMP.EL. ALIM. EV MICROM. | PZ | 25.5
97522748 |  | IMP.EL. ALIM EV TURBINA | EL. ANL. VERS. MV TURBINE | TURBINE EV POW SUPP EL SYS | IMP.EL. ALIM. EV TURBINE | IMP.EL. ALIM. EV TURBINA | PZ | 26.5
97522749 |  | IMP.EL. ALIM SIRINGA 6F | EL. ANL. VERS. SPRITZE 6F | 6F SYRINGE POW. SUPP. EL. SYS. | IMP.EL. ALIM. SERINGUE 6F | IMP.EL. ALIM. JERINGA 6F | PZ | 25.5
97522750 |  | IMP.EL. ALIM MICROMOTORE | EL. ANL. VERS. MIKROMOTOR | MICROMOTOR POW. SUPP. EL. SYS. | IMP.EL. ALIM. MICROM. | IMP.EL. ALIM. MICROM. | PZ | 69.5
97522752 |  | IMP.EL. ALIM TURBINA FO | EL. ANL. VERS. TURBINE FO | OPT FIBER TURB POW SUPP EL SYS | IMP.EL. ALIM. TURBINE FO | IMP.EL. ALIM. TURBINA FO | PZ | 44.5
97522757 |  | IMP.EL.TAV.MED-ALLACC L3000 | EL. AL. INSTR.T.-ANSCHL. L3000 | L3000 CONNECT-DOCT MOD EL SYS | IMP.EL. TABL.PRAT-BRANCH L3000 | IMP.EL. BAND.MED-CONEX. L3000 | PZ | 353
97522758 |  | IMP.EL.TAV.MED-ALLACC L3000 AM | EL. AN. INS.T.-ANSCH. L3000 AM | L3000 AM CONN-DOCT MOD EL SYS | IMP.EL.TAB.PRAT-BRANCH L3000AM | IMP.EL.BAND.MED-CONEX L3000AM | PZ | 330
97522760 |  | IMP.EL.TAV.MED-ALLACC L3000 AM | EL. AN. INS.T.-ANSCH. L3000 AM | AM L3000 CONN-DOC MOD EL. SYS. | IMP.EL.TAB.PRAT-BRAN L3000AM | IMP.EL.BAN.MED.-CONEX L3000AM | PZ | 485
97522776 |  | CABLAGGIO MACCHINA | MASCHINE VERKABELUNG | MACHINES' WIRING | CABLES MACHINE | CABLES MAQUINA | PZ | 279
97522789 |  | IMP.EL. COLL RACC FLUSSIMETRO | EL. ANL. VERB. ANS. D.FLUSSM. | FL. METER FITTING CONN EL.SYS. | INST.ÉL. CONN RACC DÉBITMÈTRE | SIST.EL. CON EMPAL MED.CAUDAL | PZ | 15.5
97522796 |  | IMP.EL. INTERRUTT E FUSIBILE | EL.ANL. SCHALTER U. SCHMELZSIC | POWER BUTT & FUSE EL SYS | IMP.EL.INTERR. ET FUSIBLE | IMP.EL.INTERR. Y FUSIBLE | PZ | 22.5
97522797 |  | IMP.EL. DORSALE ALLACC-IDR TRC | EL.ANL. RUECK.W.E.-ANSCHL.TRC | IMP.EL. DORSALE ALLACC-IDR TRC | IMP.EL. DORS.BRANCH.HYDR.TRC | IMP.EL. DORS.CONEX.HIDR.TRC | PZ | 30
97522799 |  | IMP.EL. ALIM SCH APPLICAZIONI | IMP.EL. ALIM SCH APPLICAZIONI | IMP.EL. ALIM SCH APPLICAZIONI | IMP.EL. ALIM. PLAT. APPLIC. | IMP.EL. ALIM. TARF APLIC. | PZ | 22
97522801 |  | IMP.EL. ALIM LED | IMP.EL. ALIM LED | IMP.EL. ALIM LED | IMP.EL. ALIM. LED | IMP.EL. ALIM. LED | PZ | 22
97522802 |  | IMP.EL. ALIM SENSORE PRESENZA | IMP.EL. ALIM SENSORE PRESENZA | IMP.EL. ALIM SENSORE PRESENZA | IMP.EL. ALIM SENSORE PRESENZA | IMP.EL. ALIM SENSORE PRESENZA | PZ | 20
97522803 |  | IMP.EL. ALIM SENSORE PRESENZA | EL.ANL. ANWESENHEITSSENSOR | PRESENCE SENS POW SUPP EL SYS | IMP.EL.ALIM. CAPTEUR PRESENCE | IMP.EL.ALIM. CAPTADOR PRESENCI | PZ | 23
97522804 |  | IMP.EL. CATENA POLTR 2 ASSI | IMP.EL. CATENA POLTR 2 ASSI | IMP.EL. CATENA POLTR 2 ASSI | IMP.EL. CHAINE FAUTL. 2 AXES | IMP.EL. CADENA SILL. 2 EJES | PZ | 243
97522814 |  | CABLAGGIO SCHEDA-TAV ASSIST | VERKAB. PLATINE-HELF.ELEM. | BOARD-ASSIST. MOD. WIRING | CÂBLAGE CARTE-TABLETTE ASSIST. | CABLEADO TARJETA-BAND AUXIL | PZ | 25
97522815 |  | CABLAGGIO PROLUNGA | VERKABELUNG VERLÄNGERUNG | EXTENSION WIRING | CÂBLAGE RALLONGE | CABLEADO EXTENSIÓN | PZ | 30
97522819 |  | IMP.EL. ALIM EV BICCH-BAC–SIR | EL.ANL.VERS.MV BEC-SPUEL.-SPR. | IMP.EL. ALIM EV BICCH-BAC–SIR | IMP.EL.ALIM.EV VERRE-CRACH-SER | IMP.EL.ALIM.EV VASO-ESCUP-JER | PZ | 20
97522824 |  | IMP.EL. ALIM SEP DURR CAS1-CS1 | EL.ANL. VERS. DURR-ABSCH.CAS1 | IMP.EL. ALIM SEP DURR CAS1-CS1 | IMP.EL.ALIM. SEP.DURR CAS1-CS1 | IMP.EL.ALIM. SEP.DURR CAS1-CS1 | PZ | 18
97522826 |  | IMP.EL. COLLEG TELERUTTORE | EL.ANL. SCHALTSCHUETZANSCHLUSS | CONCTACTOR CONNECT EL SYS | IMP.EL CONNEX. TELERUPTEUR | IMP. EL. CONEX. TELERUPTOR | PZ | 7.6
97522827 |  | IMP.EL. ALIM SCH AC-DC INVERT | EL.ANL. VERS. PLAT. AC-DC INV | INV ACDC BOARD POW SUPP EL SYS | IMP.EL. ALIM PLAT.AC-DC INVERT | IMP.EL. ALIM TARJ.AC-DC INVERT | PZ | 21.5
97522829 |  | IMP.EL. ALIM SCHEDA PEDALE WL | EL.ANL.VER.WL-FUSSSCHALTERSPL. | WL PEDAL BOARD POW SUPP EL SYS | IMP.EL. ALIM.PALTINE PEDALE WL | IMP.EL. ALIM.TARJETA PEDAL WL | PZ | 35
97522830 |  | IMP.EL. CAN BUS E SICUR INVERT | EL. ANL. CAN BUS U. INV. SICH. | INVERT CAN BUS & SAFETY EL SYS | IMP.EL. CAN BUS ET SEC. INVER | IMP.EL. CAN BUS Y SEGUR. INVER | PZ | 19
97522832 |  | IMP.EL. CAMMA POLTR - POT SE - | IMP.EL. CAMMA POLTR - POT SE - | IMP.EL. CAMMA POLTR - POT SE - | IMP.EL. CAMMA POLTR - POT SE - | IMP.EL. CAMMA POLTR - POT SE - | PZ | 25
97522839 |  | IMP.EL. ALIM EV GEN + BYPASS | IMP.EL. ALIM EV GEN + BYPASS | IMP.EL. ALIM EV GEN + BYPASS | IMP.EL. ALIM. EV GEN. +BYPASS | IMP.EL. ALIM. EV GEN. +BYPASS | PZ | 17.5
97522840 |  | CABLAGGIO WD2145 | VERKABELUNG WD2145 | WIRING WD2145 | CABLAGE WD2145 | CABLEADO WD2145 | PZ | 515
97522846 |  | IMP.EL. CATENA POLTR COLONNA 5 | EL.ANL. STUHLKETTE SAEULE 5 | COLUMN 5 CHAIR CHAIN EL SYS | IMP.EL. CHAINE FAUT.COLOMNE 5 | IMP.EL. CADENA SILL.COLUMNA 5 | PZ | 278
97522856 |  | CAVO USB 2 MT | USB 2 MT KABEL | USB 2 MT CABLE | CÂBLE USB 2 MT | CABLE USB 2 MT | PZ | 46.5
97522857 |  | IMP.EL. SEZ SICUR ASSIST-BAC | IMP.EL. SEZ SICUR ASSIST-BAC | IMP.EL. SEZ SICUR ASSIST-BAC | IMP.EL SEC. SECUR. ASIST. CRAC | IMP.EL SEC. SEGUR. ASIST. ESCU | PZ | 19
97522862 |  | IMP.EL. ALIM METASYS | EL. ANL. VERS. METASYS | IMP.EL. ALIM METASYS | IMP.EL. ALIM. METASYS | IMP.EL. ALIM. METASYS | PZ | 21.5
97522865 |  | IMP.EL. ALIM VALV DURR BACINEL | EL.ANL. VERS. DURR SPEISCHALE | IMP.EL. ALIM VALV DURR BACINEL | IMP.EL. ALIM.VANNE DURR CRACH | IMP.EL. ALIM.VALV DURR ESCUP | PZ | 24
97522868 |  | IMP.EL. ALIM SCHEDA MAIN | EL.ANL. HAUPTPLATINE | MAIN BOARD POW. SUPP. EL SYS | IMP.EL. ALIM. PLATINE MAIN | IMP.EL. ALIM. TARJETA MAIN | PZ | 19
97522878 |  | IMP.EL. ALIM SCH MULTIM-MONIT | EL.ANL.VER. MULTIMEDIA-PLATINE | IMP.EL. ALIM SCH MULTIM-MONIT | IMP.EL. ALIM SCH MULTIM-MONIT | IMP.EL. ALIM SCH MULTIM-MONIT | PZ | 44
97522897 |  | IMP.EL. COMANDO ASPIRAZ-CAMPAN | EL.ANL. ABSAUGUNG-KLINGEL-STEU | SUCT-CAM CONTROL EL SYS | IMP.EL.COMM ASPIRATION-CAM | IMP.EL.MANDO ASPIRACION-CAM | PZ | 27
97523125 |  | CAVO HDMI L=3 MT | HDMI KABEL L=3 MT | HDMI CABLE L=3 MT | CABLE HDMI L=3MT | CABLE HDMI L=3MT | PZ | 60.5
97526018 |  | CAVO ALIM 2MT 3X1 H05VV-F | VERSORGUNGSKABEL 2 M 3X1 H05VV | MAIN CABLE (2 METRES) | CÂBLE ALIM. 2 M 3X1 H05VV-F | CABLE ALIM. 2 M 3X1 H05VV-F | PZ | 6.7
97526025 |  | CAVO ALIM 2MT 3X0.75 H05VV-F | VERSORGUNGSKABEL 3X0.75 90° | MAINS CORD | CÂBLE ALIM 3X0.75 90° | CABLE ALIM 3X0.75 90° | PZ | 7
97526071 |  | CABLAG ALLACCIAM DISTILLATORE | KABELSATZ DESTILLATOR-ANSCHL | DISTILLER CONNECTION WIRING | CÂBLAGE BRANCH. DISTILLATEUR | CABLEADO ENLACE DESTILADOR | PZ | 5.1
97526079 |  | CABLAGGIO MESSA A TERRA | ERDUNGSKABELSATZ | GROUND WIRING | CÂBLAGE DE MISE Á LA TERRE | CABLEADO DE TIERRA | PZ | 5
97526082 |  | FLAT CABLE USB | FLACHKABEL USB | USB FLAT CABLE | CÂBLE PLAT USB | CABLE PLANO USB | PZ | 6.8
97526140 |  | CABLAGGIO ALIMENTAZIONE | CABLAGGIO ALIMENTAZIONE | CABLAGGIO ALIMENTAZIONE | CABLAGGIO ALIMENTAZIONE | CABLAGGIO ALIMENTAZIONE | PZ | 8.9
97526141 |  | CABLAGGIO MESSA A TERRA L=110 | ERDUNG-VERKABELUNG L=110 | CABLAGGIO MESSA A TERRA L=110 | CABLES MISE A TERRE L=110 | CABLES PUESTA A TIERRA L=110 | PZ | 2.2
97526159 |  | CAVO ALIMENTAZ 3X2.5 | SPEISEKABEL 3X2.5 | POWER CABLE 3X2.5 | CÂBLE ALIMENTAT. 3X2.5 | CABLE ALIMENTAC 3X2.5 | PZ | 35
97526170 |  | CABLAGGIO U-SWITCH LEVA-SCHEDA | VERKAB. U-SWITCH HEBEL-KARTE | U-SWITCH LEVER-BOARD WIRING | CÂBLAGE U-SWITCH LEVIER-CARTE | CABLEADO U-SWITCH PAL-TARJETA | PZ | 16.5
97526184 |  | CABLAGGIO USB | USB-VERKABELUNG | USB WIRING | CABLAGE USB | CABL. USB | PZ | 18
97526185 |  | CAVO ALIM 3X1,5 C19-SCHUKO | VERSORG.KABEL 3X1,5 C19-SCHUKO | C19-SCHUKO CHARGER CABLE 3X1,5 | CABLE ALIM.3X1,5 C19-SCHUKO | CABLE ALIM.3X1,5 C19-SCHUKO | PZ | 31.5
97526186 |  | CABLAGGIO FUSIBILI | VERKABELUNG SICHERUNGEN | FUSES WIRING | CABL. FUSIBLE | CABL. FUSIBLES | PZ | 8.2
97526187 |  | CABLAGGIO BASSA TENSIONE | VERKABELUNG NIEDERSPANNUNG | LOW VOLT.WIRING | CABL. BAISSE TENSION | CABL. BAJA TENSION | PZ | 89.5
97526188 |  | CABLAGGIO SISTEMI DI CARICO | VERKABELUNG BEFÜLLUNGSSYSTEME | CHARGING SYSTEM WIRING | CABL. SIST. DE CHARG. | CABL. SISTEMA DE DESCARGA | PZ | 17.5
97526190 |  | CABLAGGIO PORTA SERIALE | SERIELLE KABEL | SERIAL PORT CABLE | CÂBLE DE PORT SÉRIE | CABLE DE PUERTO SERIAL | PZ | 22.5
97526192 |  | CAVO STP SCH X RETI CAT.5E 8PO | KABEL STP NETZWERKPLAT. KAT.5E | CAT.5E 8PO NET BOARD STP CABLE | CÂBLE STP BLIN. P/RÉSEAUX CAT. | CABLE STP TARJ. PARA REDES CAT | PZ | 7.5
97526193 |  | CABLAGGIO ALIMENTAZIONE | VERSORGUNGSVERKABELUNG | POWER SUPPLY WIRING | CABL. ALIMENTATION | CABL. ALIMENTACION | PZ | 108
97526194 |  | CAVO FLAT DISPLAY COLORI | FLACHKABEL FARBDISPLAY | COLOUR DISPLAY FLAT CABLE | CÂBLE PLAT ÉCRAN COULEUR | CABLE PLANO PANTALLA A COLOR | PZ | 7.1
97526195 |  | CABLAGGIO MICROSWITCH | VERKABELUNG MICROSWITCH | MICROSWITCH WIRING | CABL. MICROSWITCH | CABL. MICROSWITCH | PZ | 8.9
97526197 |  | CAVO PROLUNG.RS232 DB9M/F NERO | VERL.KAB. RS232 DB9M/F SCHW. | RS232 DB9M/F BLACK EXT. CABLE | CÂBLE RALLON.RS232 DB9M/F NOIR | CABLE EXTEN.RS232 DB9M/H NEGRO | PZ | 23
97526199 |  | CABLAGGIO PURE 1600 | VERKABELUNG FÜR PURE 1600 | PURE 1600 CABLE | CABLAGE POUR PURE 1600 | CABLAJE PARA PURE 1600 | PZ | 24
97526200 |  | IMP.EL.MODULO STRUM-SCH. | KABEL 3M EA INSTRUMENTENMODUL | INSTR MODULE E.SY CABLE 3M | SYST. EL. MODULE INSTR/PLATINE | INST EL MÓDULO INSTR-RESP | PZ | 12.5
97526202 |  | CAVO ALIM3X1,5 C19-BS1363UK | VERSORGUNGSKABEL 3X1,5 C19-BS1 | C19-BS1363UK CHARG CABLE 3X1,5 | CABLE ALIM.3X1,5 C19-BS1363UK | CABLE ALIM.3X1,5 C19-BS1363UK | PZ | 35
97526205 |  | CABLAGGIO ALIMENTAZIONE | VERSORGUNGSVERKABELUNG | POWER CABLE | CABLAGE ALIMENTATION | CABLEADO ALIMENTACION | PZ | 116
97526206 |  | CABLAGGIO BASSA TENSIONE | VERKABELUNG NIEDRIGE SPANNUNG | LOW VOLTAGE CABLE | CABLAGE BASSE TENSION | CABLEADO BT | PZ | 56.5
97526207 |  | CABLAGGIO SENSORE LIVELLO | VERKABELUNG NIVEAU-SENSOR | SENSOR LEVEL CABLE | CABLAGE SENSEUR NIVEAU | CABLEADO SENSOR NIVEL | PZ | 12.5
97526208 |  | CABLAGGIO MICRO | VERKABELUNG MIKRO | MICRO CABLE | CABLAGE MICRO | CABLEADO MICRO | PZ | 19.5
97526214 |  | CAVO PANNELLO COMANDI 2013 | KABEL BEDIENPANEL 2013 | 2013 CONTROL PANEL CABLE | CÂBLE PANNEAU DE CONTRÔLE 2013 | CABLE PANEL MANDOS 2013 | PZ | 24.5
97526215 |  | CAVO ALIM SJTW 3XAWG14 C19-NEM | VERSORGUNGSKABEL SJTW 3XAWG14 | SJTW 3XAWG14 C19-NEM CHAR CABL | CABLE ALIM.SJTW 3XAWG14 C19NEM | CABLE ALIM.SJTW 3XAWG14 C19NEM | PZ | 29.5
97526218 |  | CABLAGGIO ALIM.-FASE | VERKABELUNG VERSORG.-PHASE | PHASE POW SUPP. HARNESS | CABLE ALIM.-PHASE | CABLE ALIM.-FASE | PZ | 3.8
97526219 |  | CABLAGGIO CONSOLLE | VERKABEL. BED.KONSOLE | CONSOLLE HARNESS | CABLES CONSOLLE | CABLES CONSOLA | PZ | 18.5
97526220 |  | CABLAGGIO DRYER | VERKABELUNG DRYER | DRYER HARNESS | CABLES DRYER | CABLES DRYER | PZ | 62
97526230 |  | CABLAGGIO BASSA TENSIONE | NIEDERSPANNUNGSVERKABELUNG | LOW VOLTAGE CABLE | CABLE BASSE TENSION | CABLE BAJA TENSION | PZ | 137
97526231 |  | CABLAGGIO ALIMENTAZIONE | STROMVERKABELUNG | POWER WIRING | CABLAGE ALIMENTATION | ALAMBRADO ALIMENTACION | PZ | 130
97526232 |  | PROLUNGA POMPA DI CARICO | LADEN VERLAENGERUNGSPUMPE | LOADING PUMP EXTENSION | RALLONGE POMPE DE CHARGEMENT | EXTEN.BOMBA DE CARGA | PZ | 32.5
97526241 |  | CAVO ALIMENTAZIONE 115V | ERNAEHRUNGS KABEL 115V | POWER SUPPLY CABLE 115V | CABELA LIMENTATION 115V | CABLE ALIMENTACION 115V | PZ | 26
97526242 |  | CAVO ALIMENTAZIONE 230V | ERNAEHRUNGS KABEL 230V | POWER SUPPLY CABLE 230V | CABLE ALIMENTATION 230V | CABLE ALIMENTACION 230V | PZ | 23
97526243 |  | CABL PARAL 500MM STAMPAN. PLUS | DRUCKER PLUS CABL PARAL 500MM | PRINTER PLUS CABL PARAL 500MM | CABL PARAL 500MM IMPRIM. PLUS | CABL PARAL 500MM IMPRESORA PLU | PZ | 26
97526244 |  | CABL ALIM 500MM STAMPANTE PLUS | DRUCKER PLUS CABL VERS. 500MM | PRINT. PLUS CABL SUPPLY 500MM | CABL.ALIM.500MM IMPRI.PLUS | CABL ALIM 500MM IMPRESORA PLUS | PZ | 16.5
97526245 |  | CABL. AUTOCLAVE-STAMPANTE STD | AUTOKLAVEN/DRUCKER STD. KABEL | STD PRINTER-AUTOCLAVE CABLE | CABLE AUTOCLAVE-IMPRIMANTE STD | CABLE AUTOCLAVE-IMPRESORA STD | PZ | 74.5
97526247 |  | IMP.EL. CONSOLLE | EL. ANL. BED.KONSOLE | CONSOLLE EL. SYS. | IMP. EL. CONSOLE | IMP. EL. CONSOLA | PZ | 18
97526248 |  | IMP.EL. MANIFOLD | EL. ANL. MANIFOLD | MANIFOLD EL. SYS. | IMP. EL. MANIFOLD | IMP. EL. MANIFOLD | PZ | 6.7
97526250 |  | IMP. EL. LEVEL+SW FILTER SC | EL. ANL. LEVEL+SW FILTER SC | LEVEL+SW FILTER SC EL. SYS. | IMP.EL.LEVEL+SW FILTER SC | IMP.EL.LEVEL+SW FILTER SC | PZ | 12
97526255 |  | IMP.EL. CONN CHIAVE USB | EL. ANL. ANSCHL. USB-STICK | FLASH DRIVE CONNECTION EL SYS | IMP. EL. CON. CLE USB | IMP. EL CON. LLAVE DE MOCH. | PZ | 18
97526258 |  | IMP. EL.CONNESSIONE SCHEDA NFC | EL. ANL. ANSCHL. PLATINE NFC | NFC BOARD CONNECTION EL. SYS. | IMP.EL.CONEC.PLATINE NFC | IMP.EL. CONEX.TARJETA NFC | PZ | 7.3
97526283 |  | IMP. EL. ALIM. BARRA LED | EL. ANL. VERS. LED-LEISTE | LED BAR CHARGER EL. SYS. | IMP. EL. ALIM. BARRE LED | SIST. EL. ALIM. BARRA LED | PZ | 7.8
97526286 |  | IMP. EL. MICROSWITCH DOOR | ELEKTR. ANL. TÜRMIKROSCHALTER | MICROSWITCH DOOR EL. SYS. | IMP. EL. MICROSWITCH PORTE#N/D | IMP.EL.MICROSWITCH PUERTA#N/D | PZ | 5.9
97540116 |  | GUAINA VIPLA D=5 GRIGIA | GUAINA VIPLA D=5 GRIGIA | GUAINA VIPLA D=5 GRIGIA | GAINE VIPLA D=5 GRIS | VAINA VIPLA D=5 GRIS | MT | 1.2
97540117 |  | GUAINA VIPLA D=6 GRIGIA | KABELUMMANTELUNG VIPLA D=6GRAU | GREY VIPLA SHEATH D=6 | GAINE VIPLA GRISE D=6 | VAINA VIPLA GRIS D=6 | MT | 1
97540129 | #30 | GUAINA D=17 GRIGIA SPIRAL | FLACHER SPIRAL MANTEL GRAU17.5 | GRAY FLAT COILED SHEATH 17.5 | GAINE SPIRALE D=17 GRISE PLATE | CUBIERTA D=17 GRIS SPIRAL | MT | 5.5
97540131 |  | SPIRALE DI PROTEZ. D=6 | SCHUTZSPIRALE D=6 | D=6 PROTECTION SPIRAL | SPIRALE DE PROTECT. D=6 | ESPIRAL DE PROTEC. D=6 | MT | 1.8
97540133 |  | GUAINA TERMORETR D=4,8 | SCHRUMPFUMMANTELUNG D=4,8 | D=4,8 HEAT-SHRINK SLEEVE | GAINE THERMORÉTR D=4,8 | FUNDA TERMORRETR D=4,8 | MT | 2
97540134 | #5 | GUAINA TESSILE DI PROTEZ. D=70 | HUELLE DI=45-65 | SHEATH DI=45-65 | GAINE DI=45-65 | FUNDA TEJIDO DE PROTEC D=70 | MT | 13
97540141 |  | GUAINA VIPLA D=33 NERA | SCHWARZ HUELLE D=33 VIPLA | BLACK SHEATH D=33 VIPLA | GAINE NOIRE D=33 VIPLA | RECUBR. NEGRO D=33 VIPLA | MT | 1.9
97540142 |  | GUAINA INTRECCIATA GRIGIA CP5 | CP5 GRAU VERDRILLT MANTEL | CP5 GREY INTERLACED SHEATING | GAINE ENTRELACEE GRISE CP5 | FUNDA TRENZADA GRIS CP5 | MT | 5.5
97540164 |  | GUAINA ISOLANTE D5 NERA | ISOLIERSCHLAUCH D5 SCHWARZ | BLACK INSULATING SHEATH D=5 | GAINE ISOLANTE D5 NOIRE | VAINA AISLANTE D5 NEGRA | MT | 1
97540196 |  | TUBO LISCIO GR D.11X2,3M SAL | GLATTER SCHLAUCH GR. D.11X2,3M | STRAIGHT TUBES GR. D.11X2,3 M | TUYAU LISSE GR D.11X2,3 M SAL | MANGUERA LISA GR.D.11X2,3 M | PZ | 75
97540197 |  | TUBO LISCIO GR D.17,5X2,3M SAL | GLATTER SCHLAUCH GR.D17,5X2,3M | STRAIGHT TUBES GR. D.17,5X2,3M | TUYAU LISSE GR D.17,5X2,3M SAL | MANGUERA LISA GR.D. 17,5X2,3 M | PZ | 80
97540199 |  | RACC DIR 1/2 BSP TUBO 1/4 FEMM | 1/2 BSP ROH 1/4 MUTTER VERBIND | STRAI. CONN. 1/2 HOSE 1/4 FEMA | RAC.DROIT 1/2 BSP TUY. 1/4 FEM | REC. DIREC 1/2 TSB MANG.HEMBRA | PZ | 7.9
97540205 |  | TUBO ASP. D11 L2300 GRIGIO | SAUGROHR D11 L2300 GRAU | GREY D11 L2300 SUCTION TUBE | TUBE ASPIRATION D11 L2300 GRIS | TUBO ASP. D11 L2300 GRIS | PZ | 20
97540206 |  | TUBO ASP. D17 L2300 GRIGIO | SAUGROHR D17 L2300 GRAU | GREY D17 L2300 SUCTION TUBE | TUBE ASPIRATION D17 L2300 GRIS | TUBO ASP. D17 L2300 GRIS | PZ | 23
97540208 |  | GUAINA SPIRALATA D=25 | SPIRALE DICHTUNG D = 25 | SPIRALED SHEATH D = 25 | GAINE GUIPEE D=25 | FUNDA ESPIRALADA D=25 | MT | 5.4
97540209 |  | TUBO ASP.POZZETTO POMPA | PUMPENSCHACHTABSAUGSCHLAUCH | PUMP SUMP SUCTION TUBE | TUYAU ASPIR. POMPE | TUBO ASPIR. BOMBA | PZ | 21.5
97544500 | #25 | TUBO GUAINA D=30 LISCIO GRIGIO | SCHLAUCH MANTEL D=30 | SHEATH TUBE D=30 | TUYAU GAINE D=30 LISSE G | TUBO FUNDA D=30 LISO G | MT | 8.8
97548900 | #25 | GUAINA SPIR.PIATTA DI20 | FLACHER SPIRALMANTEL GRAU | GRAY FLAT COILED SHEATH | GAINE SPIRALE PLATE D=20 GRISE | FUNDA ESPIRAL PLANA DI20 | MT | 7.5
97549000 | #30 | GUAINA D=25 GRIGIA SPIR. | FLACHER SPIRALMANTEL GRAU D=25 | GREY FLAT COILED SHEATH D=25 | GAINE SPIRALE GRISE D=25 PLATE | MANGUERA D=25 GRIS SPIR. | MT | 9
97550025 | #6 | RIVETTO AUTOBLOCCANTE | SELBSTSICHERNDE NIETE | PLAST. CLIP | RIVET AUTOBLOQUANT | REMACHE AUTOBLOCANTE | PZ | 1.1
97550053 | #20 | FASTON FEMM 6.3 SEZ.1-2.5 | FASTON BUCHSE 6.3 Quer. 1-2.5 | FEMALE FASTON 6.3 SECT.1-2,5 | FASTON FEM. 6.3 sect. 1-2.5 | FASTON HEMBRA 6.3 secc.1-2.5 | PZ | 1
97550083 |  | ANELLO CIECO D15.7 H6.4 | BLINDRING D15.7 H6.4 | BLIND RING D.15.7 H.6.4 | ANNEAU BORGNE D15.7 H6.4 | ANILLO CIEGO D15.7 H6.4 | PZ | 1.1
97550085 | #20 | CAPPUCCIO FRONTALE 6.3 FASTON | FRONTKAPPE 6.3 INNEN | FRONT FASTON CAP 6.3 FEMALE | CAPUCHON FRONTAL 6.3 | TAPA FRONTAL 6.3 | PZ | 1
97550086 |  | CLIP BLOCCA PINZETTA 1/4'' | SAFETY CLIP -(THERMOPL-POLYURE | 1/4'' PINCERS BLOCKING CLIP | CLIP BLOC PINCETTE 1/4'' | CLIP BLOQUE PINZA 1/4'' | PZ | 1.1
97550099 |  | INNESTO PIPU80-PG8 | GRAFT PIPU80-PG8 | PIPU80-PG8 PLUG-IN | JOINT PIPU80-PG8 | CONEXION PIPU80-PG8 | PZ | 3.2
97550101 |  | FERMACAVO CON FISSAGGIO D4,4 | KABELHALTER MIT BEFEST. D4,4 | D 4,4 CABLE RETAINER | SERRE-CÂBLE AVEC FIXATION D4,4 | SUJETACABLES CON FIJACIÓN D4,4 | PZ | 1.1
97550103 |  | FERMACAVO | KABELSCHELLE | CABLE RETAINER | SERRE CABLE | FIJACABLE | PZ | 1.1
97550104 |  | BASETTA PER M6 ( NERA ) | MONT.PLATTE F. M6 (SCHW.) | BLACK M6 BASE | BASE POUR M6 (NOIRE) | BASE PARA M6 (NEGRA) | PZ | 1.1
97550106 |  | DIST PLAST. H=12.7MM | DIST.ST. PLAST H=12.7MM MSPM | H=12.7MM MSPM PLAST. SPACER | ENTRETOISE PLAST.H=12.7MM MSPM | DIST PLÁST H=12,7 MM MSPM | PZ | 1
97550107 |  | FASCETTA | FASCETTA | FASCETTA | FASCETTA | FASCETTA | PZ | 1
97550108 |  | FASCETTA | FASCETTA | FASCETTA | FASCETTA | FASCETTA | PZ | 1.1
97550109 | #10 | FASCETTA | SCHELLE | CABLE TIE | COLLIER | BANDITA | PZ | 1.1
97550110 | #10 | FASCETTA | SCHELLE | CABLE TIE | COLLIER | BANDITA | PZ | 1.1
97550111 |  | FASCETTA | KABELBINDER | CLAMP | COLLIER | BRIDA | PZ | 1.1
97550117 |  | FASCETTA | KABELBINDER | CLAMP | COLLIER | BRIDA | PZ | 1.5
97552300 |  | PROTEZIONE FASTON | SCHUTZ LINEARFLACHSTECKED 6.3N | BL LINEAR FASTON PROTECT. 6.3 | PROTECT. FASTON LINEAIRE 6.3 N | PROTECCIÓN FASTON | PZ | 1.5
97554600 |  | PROTEZIONE FASTON | SCHUTZ FLACHSTECKERBUCHSE 2.8 | FEMALE FASTON PROTECTION 2.8 | PROTECTION FASTON FEMELLE 2.8 | PROTECCIÓN FASTON | PZ | 1.1
97554700 |  | FASCETTA SERRAFILO 98X2,5 | KLEIN SCHELLE | SMALL CLAMP | BAGUE DE SERRAGE 98X2,5 | BANDA MORDAZA 98X2,5 | PZ | 1.1
97554800 |  | FASCETTA SERRAF. 200X2,6 | GROSSE SCHELLE 200X2,6 | WIRE CLAMP 200X2,6 | COLLIER SERRE-FIL 200X2,6 | CINTURILLA ABRAZAD. 200X2,6 | PZ | 1.1
97555500 |  | BASETTA ADESIVA TY RAP TC | SELBSTKLEBE-BASIS TY RAP TC | ADHESIVE BOARD TY RAP TC | SOCLE ADHESIF TY RAP TC | PLACA ADESIVA TY RAP TC | PZ | 1.1
97555600 |  | FASCETTA L=348 S=4,8 CON OCCH. | SELBSTSPERRENDE SCHELLE | SELF-LOCKING CLAMP | COLLIER AUTO-BLOQUANT | BRIDA L=301 S=4,8 CON ANILLO | PZ | 1.4
97556900 |  | FASCETTA SERRAF. 360X4,8 | SCHELLE SERRAFLEX | SERREFLEX CLAMP | COLLIER SERREFLEX AUTO-BLOQ | ABRAZADERA 360X4.8 | PZ | 1.1
97557000 |  | BASETTA CON DISPOSITIVO A | BASIS MIT VORRICHTUNG A | TERMINAL BOARD WITH 'A' DEVICE | BASE AVEC DISPOSITIF A | BLOQUE CON DISPOSITIVO A | PZ | 1.1
97557300 |  | FASCETTA L=384 S=7,5 | KLAPPE L=384 S=7,5 | CLAMP L = 384 S = 7.5 | BAGUE L=384 S=7,5 | FAJA L=384 S=7,5 | PZ | 1.9
97557800 |  | CLIP FERMACAVI 4,9-17,7 ADES. | 4,9-17,7 KLEB. KABELBINDERKL. | CABLEHOLDER CLIP 4,9-17,7 | CLIP SERRE-CABLES 4,9-17,7 AD. | CLIP SUJETACABLES 4,9-17,7 AD. | PZ | 1.6
97560011 |  | DISTANZ FF M3X10 | DISTANZSTÜCK FF M3X10 | SPACER FF M3X10 | ENTRETOISE FF M3X10 | DISTANC FF M3X10 | PZ | 1
97560014 |  | DISTANZ D4.6 H25.4 | DISTANZ. D4.6 H25.4 | SPACER | ENTR. D4.6 H25.4 | DISTANC D4,6 H25,4 | PZ | 1.1
97560018 |  | DISTANZIALE H12,7 PVC NEUTRO | NEUTRALE SPACER PVC H12,7 | NEUTRAL SPACER PVC H 12,7 | ESPACEUR H12,7 PVC NEUTRE | DISTANCIADOR H12,7 PVC NEUTRAL | PZ | 1.1
97560038 |  | CONNETTORE DA INCASSO | EINBAUKUPPLUNG | PLUG | CONNECTEUR ENCASTRABLE | CONECTOR DE ENCASTRE | PZ | 12.5
97560044 |  | INTERRUTTORE CON FILTRO RET | SCHALTER MIT NETZFILTER | MAINS FILTER WITH BLACK SWITCH | INTERRUPTEUR AVEC FILTRE RÉS | INTERRUPTOR CON FILTRO RED | PZ | 42.5
97560045 |  | RACC SCAR CONCENTR/TUBO1/4 | KONZENT. ABLAUFST/SCHLAUCH 1/4 | DISCH CONCENTR/TUBE1/4 CONNECT | RACCORD SCAR CONC/TUYAU1/4 | CONEX. SCAR CONC/TUBO1/4 | PZ | 5.8
97560081 |  | DISTANZ H14.3 FORO 4.8/3.2 | ABSTANDHALTER H/4.8 3.2 LOCH 1 | SPACER H/4.8 3.2 HOLE 14.3 | ENTRETOISE H/4.8 3.2 TROU 14.3 | ESPACIADOR H/4.8 3.2 AGUJERO 1 | PZ | 1.1
97560082 |  | RACC DIR 3/4 BSP TUBO 1/4 FEMM | MONTAGE GERADE 3/4 BSP 1/4 SCH | STRAIGHT FITTING 3/4 BSP 1/4 T | RACCORD DROIT 3/4 BSP 1/4 TUYA | MONTAJE DERECHO 3/4 BSP 1/4 TU | PZ | 8.5
97560083 |  | RACC ANG CODOLO 1/4 | MONTAGE DREHIMPULS 1/4 SCHAFT | ELBOW FITTING 1/4 SHANK | RACCORD D'ANGLE 1/4 TIGE | MONTAJE DE ÁNGULO 1/4 CAÑA | PZ | 5.5
97560084 |  | RACC ANG/FIL 3/8 NPTF 1/4 | MONTAGE DREHIMPULS FIL 3/8 NP | ELBOW FITTING FIL 3/8 NPTF 1/4 | RACCORD D'ANGLE FIL 3/8 NPTF 1 | MONTAJE DE ÁNGULO FIL 3/8 NPTF | PZ | 6.8
97560085 |  | RACC A/INTERM A Y TUBO 1/4 | MONTAGE MITTELSTUFE Y/ROHR 1 | Y INTERMEDIATE FITTING PIPE 1/ | RACCORD INTERMÉDIAIRE Y-TUYAU | NIPLE ADAPTADOR Y-1/4 TUBO | PZ | 9
97560086 |  | RACC DIR 1/4X1/4 NPTF | MONTAGE GERADE 1/4 X1/4 NPTF | STRAIGHT FITTING 1/4 X1/4 NPTF | RACCORD DROIT 1/4 X1/4 NPTF | MONTAJE DERECHO 1/4 X 1/4 NPTF | PZ | 1.8
97560087 |  | RACC DIR 1/4 NPTF | GERADER ANSCHLUSS 1/4 NPTF | STRAIGHT FITTING -(THERMOPL-PO | RACC DROIT 1/4 NPTF | CONEX REC 1/4 NPTF | PZ | 4
97560088 |  | RACC DIR 3/8X3/8 NPTF | MONTAGE GERADE 3/8 X3/8 NPTF | STRAIGHT FITTING 3/8 X3/8 NPTF | RACCORD DROIT 3/8 X3/8 NPTF | MONTAJE DERECHO 3/8 X 3/8 NPTF | PZ | 2.2
97560089 |  | RACC DIR 1/8 NPTF | MONTAGE GERADE 1/8 NPTF | STRAIGHT FITTING 1/8 NPTF | RACCORD DROIT 1/8 NPTF | MONTAJE DERECHO 1/8 NPTF | PZ | 3.7
97560090 |  | RACC ANG FIL 1/4 NPTF | MONTAGE DREHIMPULS FIL 1/4 NP | ELBOW FITTING FIL 1/4 NPTF | RACCORD D'ANGLE FIL 1/4 NPTF | MONTAJE DE ÁNGULO FIL 1/4 NPTF | PZ | 5.6
97560091 |  | RACC ANG/SPRINT 6/4-1/8 | MONTAGE DREHIMPULS SPRINT 6/4 | ELBOW FITTING/SPRINT 6/4-1/8 | RACCORD D'ANGLE SPRINT 6/4-1/8 | MONTAJE DE ÁNGULO SPRINT 6/4-1 | PZ | 5
97560092 |  | RACC ANG/FIL 1/8 NPTF | MONTAGE DREHIMPULS FIL 1/8 NP | ELBOW FITTING/FIL 1/8 NPTF | RACCORD D'ANGLE FIL 1/8 NPTF | MONTAJE DE ÁNGULO FIL 1/8 NPTF | PZ | 4.4
97560093 |  | RACC A/INTERM A T TUBO 1/4 | MONTAGE MITTELSTUFE T/SCHLAUCH | T INTERMEDIATE FITTING PIPE 1/ | RACCORD INTERMÉDIAIRE T-TUYAU | NIPLE ADAPTADOR T-1/4 TUBO | PZ | 7.4
97560094 |  | RACC PASSAPARETE 1/4 | ANSCHL. WANDDURCHF. 1/4 | FITTING TYPE -(THERMOPL-POLYUR | RACC.PASSE-CLOISON 1/4 | CONEX PASAPARED 1/4 | PZ | 8.5
97560095 |  | RACC RID M-F CIL 3/4-1/2 | REDUZ. ANSCHLUSS M/W ZYL 3/4-1 | FITTING TYPE BRASS NICK. | RACC RÉD M-F CYL 3/4-1/2 | UNIÓN RED. M-H CIL 3/4-1/2 | PZ | 6
97560099 |  | DISTANZIALE IN PLASTICA | ABSTANDSHALTER | PLASTIC SPACER | ENTRETOISE EN PLASTIQUE | ESPACIADOR DE PLÁSTICO | PZ | 1.7
97560101 |  | DISTANZIALE D=8 D=4,3 L=4 | ABSTANDSHALTER D = 8 = 4,3 L = | SPACER D = 8 D = 4.3 L = 4 | ENTRETOISE D = 8 = 4,3 L = 4 | ESPACIADOR D = 8 = 4,3 L = 4 | PZ | 1.1
97560103 |  | DISTANZIALE IN PLASTIC PA66 | DISTANZSTÜCK AUS KUNSTSTOFF PA | PA66 PLASTIC SPACER | ENTRET. EN PLASTIQUE PA66 | DISTANCIAL DE PLASTICO PA66 | PZ | 1.1
97560104 |  | FASCIA DI SOLLEVAMENTO | GUERTEL ZUM HOCHHEBEN | LIFTING BELT | COURROIE DE SOULEVEMENT | CINTO DE ELEVACION | PZ | 16.5
97560105 |  | RACC.RAP. SCARICO FRONT.GRIGIO | SCHNELLAN. FRONT.AUSLASS GRAU | GREY FRNT DRAIN QUICK COUPL. | RACC.RAP. ÉVACUAT. FRONT.GRIS | CONEX RÁP DESCARGA FRONT GRIS | PZ | 29
97560106 |  | RACC.RAP. CARICO FRONT. BLU | SCHN.ANSCHL. FR.EINLASS BLAU | BLUE FRONT LOAD QUICK COUPLING | RACC.RAP. REMPLISS.FRONT. BLEU | CONEX RÁP CARGA FRONT AZUL | PZ | 25.5
97560107 |  | DISTANZIALE D=4 D=6 L=10 | ABSTANDSHALTER D = 4 = 6, L = | SPACER D = 4 D = 6, L = 10 | ENTRETOISE D = 4 = 6, L = 10 | ESPACIADOR D = 4 = 6, L = 10 | PZ | 1.2
97560108 |  | CLIP DI FISSAGGIO FORO D3 S2,5 | KLAMMER FUER LOCH D3 S2,5 | HOLE FIXING CLIP D3 S2,5 | CLIP DE FIXATION TROU D3 S2,5 | CLIP FIJAC. AGUJERO D3 S2,5 | PZ | 1
97560111 |  | CHIUSURA MASCHIO M4 | VERSCHL. MÄNNL. M4 | M4 MALE SEALING | FERMETURE MÂLE M4 | CIERRE MACHO M4 | PZ | 5.1
97560113 |  | DISTANZIATORI IN METALLO | METALLEN ABSTANDSSTÜCKE | METAL SPACERS | ESPACEUR EN METAL | ESPACIADORES EN METAL | PZ | 2.3
97560114 |  | RONDELLA PIANA 10X4.3X3 | FLACHE UNTERLEGS. 10X4.3X3 | FLAT WASHER 10X4.3X3 | RONDELLE PLATE 10X4,3X3 | ARANDELA PLANA 10X4.3X3 | PZ | 1.1
97560115 |  | CLIP FISSAGGIO SCHEDA 16MM | PLATINE FESTKLEMMEN CLIP 16MM | CIRCUIT FASTENING CLIP 16MM | CLIP FIXATION PLATINE 16MM | CLIP FIJAC TARJ 16 MM | PZ | 1
97560117 |  | DISTANZIALE D=3,2X5,0 S=5,5 | DISTANZST. D=3,2X5,0 S=5,5 | SPACER D=3,2X5,0 S=5,5 | ENTRETOISE D=3,2X5,0 ÉP=5,5 | DISTANCIADOR D=3,2X5,0 S=5,5 | PZ | 1.1
97560138 |  | DIST PLAST M/F M4 H=10MM | DIST. PLAST. M/W M4 H=10 MM | M4 H=10MM M/F PLASTIC SPACER | ENTRET. PLAST. M/F M4 H=10MM | DIST. PLASTIC. M/F M4 H=10MM | PZ | 1.1
97560140 |  | MORSET. PORTAF.DOPPIA 10X38 | 2X HALTENKLEMME TERMINAL 10X38 | 2X FUSE HOLDER TERMINAL 10X38 | PINCE BOITE A FUSIB.10X38 | ABRAZADERA PORTAF. DOBLE 10X38 | PZ | 16
97560141 |  | MORSET.PORTAF.SINGOLA 10X38 | SICHER.SKLEMME EINZELN 10X38 | SINGLE TERM.FUSES BOX 10X38 | BOÎTE À B.PORTE-F.SIMPLE 10X38 | PL.BORNES PORTAF. SIMPLE 10X38 | PZ | 9.5
97560142 |  | MORSETTO ST6 | KLEMME ST6 | ST6 CLAMP | BORNE ST6 | BORNE ST6 | PZ | 7.1
97560143 |  | MORSETTIERA 12 ELEM MBR35 | KLEMMENLEISTE 12 ELEM. MBR35 | MBR35 ELEM 12 TERMINAL BLOCK | MORS. 12 ELEM. MBR35 | MORD. 12 ELEM. MBR35 | PZ | 11.5
97560144 |  | MORSETTIERA ELGB FV273 7P | KLEMMENLEISTE ELGB FV273 7P | ELGB FV273 7P TERMINAL BLOCK | MORS. ELGB FV273 7P | MORD. ELGB FV273 7P | PZ | 6
97560145 |  | MORSETTIERA TECNOEL | KLEMMENLEISTE TECNOEL | TECHNOEL TERMINAL BLOCK | MORS. TECNOEL | MORD. TECNOEL | PZ | 9.1
97560146 |  | DISTANZIALE PLAST D10-D5.3-L5 | PLAST ABSTANDSHALT D10-D5.3-L5 | PLASTIC SPACER D10-D5.3-L5 | ENTRETOISE PLAST.D10-D5.3-L5 | SEPARADOR PLASTICO D10-D5.3-L5 | PZ | 1.1
97560149 |  | SUPPORTO SCHEDA H9,5 | PLATINE ABSTÜTZUNG H9,5 | CIRCUIT SUPPORT H9,5 | SUPPORT PLATINE H9,5 | SOPORTE TARJ H9,5 | PZ | 1.1
97560151 |  | PASSAPARETE RJ45 CAT5E | SCHOTT RJ45 CAT5E | BULKHEAD RJ45 CAT5E | PASSE PAROIS RJ45 CAT5E | PASAPARED RJ45 CAT5E | PZ | 14
97560152 | (**) | ADATTATORE USB | USB ADAPTER | USB ADAPTER | ADAPTEUR USB | ADAPTADOR USB | PZ | 9.3
97560244 |  | SUPPORTO SCHEDA H8 D4,8-3 | H8 D4,8-3 PLATINETRAEGER | BOARD H8 D4,8-3 SUPPORT | SUPPORT PLATINE H8 D4,8-3 | SOPORTE TARJETA H8 D4,8-3 | PZ | 1.1
97560245 |  | SUPPORTO SCHEDA H7,9 D4,8-4 | H7,9 D4,8-4 PLATINE ABSTUETZ. | BOARD H7,9 D4,8-4 SUPPORT | SUPPORT PLATINE H7,9 D4,8-4 | SOPORTE TARJETA H7,9 D4,8-4 | PZ | 1.1
97560246 |  | CONN EL TE 3 VIE P/MASCHIO | BUCHSENTEIL 3WEGE ELEK KONNEK | P/MALE 3 WAYS TE EL CONN | CONNECT.EL.TE 3 VOIES P/MALE | CON. EL TE 3 VIAS P/MACHO | PZ | 1.1
97560247 |  | PONTICELLO DIR 2 VIE F 2,54 MM | BRÜCKE RICH. 2 WEGE F 2,54 MM | BRIDGE DIR 2 WAYS F 2,54 MM | POINT DR.2 ENTREE F 2,54 MM | PUENTE DIR 2 VIAS F 2,54 MM | PZ | 1
97560257 |  | INTERRUTTORE CON PORTAFUSIBILI | SCHALTER MIT SICHER.SHALTER | SWITCH WITH FUSE HOLDER | INTERRUPTEUR AVEC PORTEFUSIBIL | INTERRUPTOR CON PORTAFUSIBLES | PZ | 28
97560260 |  | DISTANZIALE M/F M5X8MM C=7MM | DISTANZST. M/S M5X8 MM C=7 MM | M/F SPACER M5X8MM C=7MM | ENTRETOISE M/F M5X8MM C=7MM | DISTANCIAL M/F M5X8MM C=7MM | PZ | 1
97560264 |  | DISTANZIALE D3.2X5 H9.5MM | DISTANZIALE D3.2X5 H9.5MM | DISTANZIALE D3.2X5 H9.5MM | DISTANZIALE D3.2X5 H9.5MM | DISTANZIALE D3.2X5 H9.5MM | PZ | 1.1
97560269 |  | CONNETTORE 16A 600V | KONNEKTOR 16A 600V | CONNECTOR 16A 600V | CONNECTEUR 16A 600V | CONECTOR 16A 600V | PZ | 2.4
97561600 |  | CONN EL 4vie P/MASCHIO | 4-WEGE-VERBINDER MÄNNL. | 4-WAY P/MALE EL. CONNECT. | CONN ÉL 4VOIES P/MÂLE | CON EL 4VÍAS P/MACHO | PZ | 1
97561900 |  | CONT FASTON MASC | KASTEN FLACHSTECKER | MALE FASTON CASE | BOITIER FASTON MALE | CONT FASTON MACHO | PZ | 1
97568400 |  | PARACOLPO EW 15.3828.6 | SEITLICHE HALTERUNGEN | SIDE LOCKS | ARRETS LATERAUX | PARACHOQUES EW 15.3828.6 | PZ | 1.1
97569500 |  | CONT KLINGEL 6.3 FIS | KONT. KLINGEL FASTON 6.'' | 6.3 FIS KLINGEL CONT | CONTACT KLINGEL 6.3 FIS | CONT KLINGEL FASTON 6.3 | PZ | 1.1
97569800 |  | CONT AMPMODU I FEMM | KONTAKTE STECKERBUCHSE | FEMALE CONTACT CONNECTOR | CONT. AMPMODU I FEMELLE | CONNECTOR HEMBRA | PZ | 1.2
97570400 |  | CONN EL 10VIE P/FEMMINA | STECKERBUCHSE 10 POLE | 10-POLE FEMALE CONNECTOR | CONNECTEUR FEMELLE 10 POLES | CONECTOR EL 10 VÍAS P/HEMBRA | PZ | 2.6
97573700 |  | CONN EL 6VIE P/FEMMINA | STECKERBUCHSE 6 POLE | FEMALE 6 POLE CONNECTOR | CONNECTEUR 6 POLES FEMELLE | CONECTOR EL 6 POLOS HEMBRA | PZ | 1.1
97577600 |  | CONN EL 2X 8VIE P/FEMMINA | STECKER AMP MODU II 8X2 | AMP MODU II 8X2 CONNECTOR | CONNECTEUR AMP MODU II 8X2 | CONEX EL 2X 8VÍAS P/HEMBRA | PZ | 2.5
97577700 |  | CONT AMPMODU II FEMM | KONTAKT FUR STECKER | CONNECTOR CONTACT | CONTACT AMPMODU CONNECTEUR | CONECTOR DE CONTACTO | PZ | 1.2
97577800 |  | SUPPORTO SCHEDA H6.4 | AUFNAHME PLATINE NSCBS/4N | H6.4 BOARD SUPPORT | SUPPORT PLATINE H6.4 | SOPORTE TARJETA H6.4 | PZ | 1.1
97579500 |  | CONN EL 2vie P/FEMMINA | 2-WEGE-BUCHSENAUFNAHMEBLOCK | 2-WAY FEM. CONTACT | BLOC PORTE-CONTACT FEM. 2 VOIE | CON EL 2VÍAS P/HEMBRA | PZ | 1.3
97579600 |  | CONN EL 2vie P/FEMMINA | 2-WEGE-ELEKTR.ANSCHLUESS | 2 WAYS ELECTRIC CONNECTION | CONNECTION ELECTRIQUE 2 VOIES | CONECTOR EL 2 POLOS HEMBRA | PZ | 1.1
97579900 |  | CLIP FERMACAVI D=9.5 | KABELKLIP D=9.5 | CABLE CLAMP D=9.5 | CIRCLIP SERRE-CABLE D=9.5 | CLIP SUJETACABLES D=9,5 | PZ | 1.1
97580600 |  | SUPPORTO SCHEDA H6,4 | AUFNAHME PLATINE | BOARD SUPPORT | SUPPORT PLATINES | SOPORTE TARJETAS | PZ | 1.1
97581700 |  | CONN EL MORSETTO 6 VIE PASSO 8 | EL. KLEMMENVERBINDER 6 WEGE | 6-WAY CLAMP EL CONNECTOR | CONN EL A BORNE 6 VOIES | CONECT. EL CON TERMINAL 6 VIAS | PZ | 2.1
97581800 |  | CONN EL A MORSETTO 12VIE | VERBINDER | CONNECTION | CONNECTEUR | CON EL A BORNE 12VÍAS | PZ | 2.3
97585000 |  | DIST PLAST. H=6.4MM | DISTANZSTUCK | SPACER | ENTRETOISE PLAST. H=6.4MM | DIST. PLAST. H= 6,4 MM | PZ | 1.1
97587200 |  | CUSTODIA SCHERM. SUB-D 15 | SCHIRMTASCHE | SCREEN CASE | ETUI ECRAN | FUNDA PANTALLA SUB-D 15 | PZ | 24.5
97587500 |  | DIST D=5.2X10 L=20 | DIST. D=5.2X10 L=20 | SPACER D=5.2X10 L=20 | ENTRET. D=5.2X10 L=20 | DIST D=5,2X10 L=20 | PZ | 1
97587800 |  | CLIP H6.4 | DISTANZSTUECKKLIPS DER HAUPTPL | SPACER CLIPS FOR MAIN TABLE B. | CLIPS ENTRETOISE PL.BASE TABL. | CLIP H6.4 | PZ | 1
97588400 |  | CONN EL AMP 3V F - 180940-0 | ELEKT.STECKER 3V | ELECTRICAL JACK 3V F | CONNECTEUR ELECT. 3V F | CON EL AMP 3V H - 180940-0 | PZ | 1.1
97588500 |  | CONN EL AMP 3V M | ELEK.VERBINDER 3 V | ELECTRICAL JACK 3V | CONNECTEUR ELECT. 3V | CON EL AMP 3V M | PZ | 1.1
97588700 |  | DIST PLA. H=41 MM DUAL LOCK | PLASTICDISTANZSTUECK H=41 MM | PLASTIC SPACER H=41 MM | ENTRETOISE PLASTIQUE H=41 MM | ARANDELA SEP H=41 MM DUAL LOCK | PZ | 1
97589600 |  | DIST D=8X14 L=4 | DIST. D=8X14 L=4 | SPACER D=8X14 L=4 | ENTRETOISE D=8X14 L=4 | DISTANCIADOR D=8X14 L=4 | PZ | 1.7
97590000 |  | FISSACAVO REGOLAB. D=14,5-18,5 | KABELSCHELLE REGULIERB. D=14,7 | ASJUST CABLE CLAMP D=14,7-19,1 | SERRE-CABLE REGL. D=14,7-19,1 | SUJETACABLES AJUST.D=14,5-18,5 | PZ | 1.7
97590100 |  | GRAFFA ADESIVA PER CAVO PIATTO | KLEBEKLAMMER FÜR FLACHKABEL | FLAT CABLE ADHESIVE CLIP | AGRAFE ADHES.POUR CABLE PLAT | GRAPA ADHESIVA CABLE PLANO | PZ | 1.9
97590200 |  | CLIP FISS.COMP.CILINDR. D=34,9 | ZYLKOMP FASTENSPRENGR D=35 | FIX.CLIP COMP CYLIND D=35 | DISP.RETENUE FIX COMP CYL D=35 | CLIP FIJ.COND.CILINDR. D=34,9 | PZ | 1.1
97590600 |  | DISTANZ. METAL. M4 M-F H=8 | DISTANZSTUCK METAL M4 M-F H=8 | METAL. DIST. M4 M-F H=8 | ESPACEMENT MÉTAL. M4 M-F H=8 | DISTANCIADOR METAL. M4 M-F H=8 | PZ | 1.1
97590700 |  | CONN. AMP 9 VIE F MATE-N-LOK | VERB. AMP 9 WEGE W. MATE-N-LOK | 9-WAY F MATE-N-LOK.CONNECT | CONN. AMP 9 VOIES F MATE-N-LOK | CON. AMP 9 VÍAS H MATE-N-LOK | PZ | 2.1
97590800 |  | CONN. AMP 3 VIE M MATE-N-LOK | VERB. AMP 3 WEGE M MATE-N-LOK | 3-WAY M MATE-N-LOK.CONNECT | CONN. AMP 3 VOIES M MATE-N-LOK | CON. AMP 3 VIAS M MATE-N-LOK | PZ | 1.3
97590900 |  | CONN. AMP 9 VIE M MATE-N-LOK | AMP-STECK 9WEGE M MATE-N-LNO! | M MATE-N-LNO! LARGE CONN. 9 WA | CONN. LARGE 9 VOIES M MATE-N-L | CON 9 VÍAS M MATE-N-LNO! | PZ | 2.3
97591000 |  | CONN. MICROFIT 6 VIE F MOLEX | MICROFIT 6 WEGE F MOLEX VERB. | MICROFIT 6 WAYS F MOLEX CONN. | CONN. MICROFIT 6 VOIES F MOLEX | CON. MICROFIT 6 VIAS F MOLEX | PZ | 1
97591200 |  | SUPPORTO SCHEDA H9,5 NYLON | PLATINE-HALTER H9,5 NYLON | NYLON BOARD SUPPORT H9,5 | SUPPORT CARTE NYLON H9,5 | SOPORTE CIRCUITO H9,5 NYLON | PZ | 1
97591500 |  | DIST PLAST. SUPP. C.S. H=5 | DIST. PLAST. HALTER C.S. H=5 | PLASTIC SPACER C.S. H=5 | ENTR PLAST. SUPP. C.S. H=5 | DIST PLAST. SOP. C.S. H=5 | PZ | 1.2
97591600 |  | DIST PLAST SUPP. C.S. H=3,2 | DIST. PLAST. HALTER C.S. H=3,2 | PLAST. SUP. SPACER C.S. H=3,2 | ENTRETOISE PLAST.SUP.C.S.H=3,2 | DISTANCIADOR PLAST.SUP. CS 3,2 | PZ | 1.1
97595100 |  | CLIP FERMACAVO ALLUM. AL4 | KABEL-CLIP ALUM. AL4 | AL4 ALLUM. CABLE FASTEN CLIP | CLIP SERRE-CÂBLE ALUM. AL4 | CLIP PARA CABLES ALUM. AL4 | PZ | 1.1
97598900 |  | DISTANZIATORE IN PLASTICA | DISTANZSTÜCK AUS KUNSTSTOFF | PLASTIC SPACER | ENTRETOISE EN PLASTIQUE | DISTANCIADOR DE PLÁSTICO | PZ | 1.1
97599500 |  | DISTANZIALE D.E10 D.I5,40 H4MM | DISTANZ. A.D.10 I.D.5,40 H4MM | SPACER O.D10 I.D5.40 H4MM | ENTRETOISE D.E10 D.I5,40 H4MM | DISTANCIAD D.E10 D.I5,40 H4MM | PZ | 1.1
97599600 |  | DISTANZIALE SS 1/4-2 | DISTANZST. SS 1/4-2 | SS 1/4-2 SPACER | RALLONGE S 1/4-2 | DISTANCIAL S 1/4-2 | PZ | 1
97599800 |  | DISTANZIALE H=35MM | DISTANZST. H=35 MM | SPACER H=35MM | ESPACEUR X=35MM | DISTANCIAL X=35MM | PZ | 1.6
97600105 |  | INTERR BIPOL.LUMIN.VERDE(0-1) | KNOPF HELLIGK.BIPOL.SCHALTER | BRIGHTN.BIPOLAR SWITCH (0-1) | INTERR. BIPOL. LUM VERTE (0-1) | INTERUPT.BIPOL.LUZ VERDE (0-1) | PZ | 8.7
97600111 |  | DEVIATORE LEVETTA 6A-250V | HEBELABWEISER 6A-25V | LEVER SWITCH 6A-25V | COMMUTAT DOIGT 6A-250V | DESVIADOR PALANCA 6A-250V | PZ | 18
97600112 |  | INTERR BIPOL. LUMIN. VERDE | ZWEIPOLIG GRUEN SCHALTER | GREEN BIPOLAR SWITCH | INTERRUPTEUR BIPOL. VERT | INTERRUPTOR BIPOL VERDE | PZ | 20
97600113 |  | PROTEZ. INTERRUTTORE 29X36 | SCHALTERSCHUTZ 29X36 | SWITCH COVER 29X36 | PROTECTION INTERRUPT. 29X36 | PROTEC INTERRUPTOR 29X36 | PZ | 2.1
97600128 |  | SENSORE OTTICO 4-30 CM 5 V | OPTIKSENSOR 4-30 CM 5 V | 4-30 CM 5V OPTICAL SENSOR | CAPTEUR OPTIQUE 4-30 CM 5 V | SENSOR OPTICO 4-30 CM 5 V | PZ | 45
97600130 | #5 | INTERRUTTORE A BASCULA | SCHWINGSCHALTER | RECEIVER POWER BUTTON | INTERRUPTEUR A BASCULE | INTERRUPTOR A BASCULA | PZ | 10.5
97600131 |  | INTERRUTTORE A BASCULA | KIPPSCHALTER | TOGGLE SWITCH | INTERRUPTEUR Á BASCULE | INTERRUPTOR BASCULANTE | PZ | 29
97600132 |  | CAPPUCCIO DI PROTEZIONE | ABDECKKAPPE | PROTECTIVE CAP | BOUCHON DE PROTECTION | CAPUCHÓN DE PROTECCIÓN | PZ | 2
97600141 |  | CONTATORE 3P+AUX 32A 230V | ZÄHLER 3P+HILFS. 32A 230V | 3P+AUX 32A 230V COUNTER | COMPTEUR 3P+AUX 32A 230V | CONTADOR 3P+AUX 32A 230V | PZ | 313
97600142 |  | SENSORE FLUSSOSTATO DETERG. | DETERG. FLUSSSENSOR | DETERG. FLOWMETER SENSOR | CAPTEUR FLUXOSTAT DETERG. | SENSOR FLUJO DETERJ | PZ | 103
97600143 |  | SENSORE LIV. DETERGENTE | FÜLLSTSENS. REINIG.MITTEL | CLEANSER LEVEL-SENSOR | CAPTEUR NIV.DÉTERGENT | SENSOR NIV.DETERGENTE | PZ | 153
97600144 |  | SENSORE MAGN. E7601BBALZ25 | SENSOR MAGN. E7601BBALZ25 | E7601BBALZ25 MAGN.SENSOR | CAPTEUR MAGN. E7601BBALZ25 | SENSOR MAGN. E7601BBALZ25 | PZ | 53
97600153 |  | INTERRUTTORE LUMINOSO VERDE | GRÜNER LEUCHTSCHALTER GRÜN | GREEN ILLUMININATED SWITCH | INTERRUPTEUR LUMINEUX VERT | INTERRUPTOR LUMINOSO VERDE | PZ | 10.5
97600157 |  | INTERRUTTORE A PULSANTE ELETTR | ELEK. DRUCKKNOPFSCHALTER | ELECTR. BUTTON SWITH | INTERRUPTEUR DECLENCHEUR ELEC. | INT. A BOTON ELECTRICO | PZ | 10.5
97600162 |  | SONDA DI TEMPERATURA | TEMPERATURSONDE | TEMPERATURE PROBE | SONDE TEMPERATURE | SONDA DE TEMPERATURA | PZ | 64.5
97600166 |  | SONDA PT1000 DP RINF.PUNT. | SUNDE PT1000 DOPPEL | PROBE PT1000 DOUBLE | SONDE PT1000 DOUBLE | SONDA PT1000 DP RING. PUNT. | PZ | 247
97614000 |  | MICROINT 3A 250V | MIKRO RUCKEHRHEBEL INSTR. | INSTR.RETURN LEVER MICROSW. | MICROINT.3A 250V RAPP. INSTRUM | MICROINTERUPT INSTRUM | PZ | 6.5
97614300 |  | MICROINT 15A 250V | MICROSCHALTER 15A 250V | MICROSWITCH 15A 250V | MICROINTERRUPTEUR 15A 250V | MICROPULSADOR 15A 250V | PZ | 6.4
97616700 |  | MICROINTERRUTTORE 13A-250V | MIKROSCHALTER 13A-250V | MICROSWITCH 13A-250V | MICROINTERRUPTEUR 13A-250V | MICROINTERRUPTOR 13A-250V | PZ | 9.9
97618300 |  | ATTUATORE ELETTRICO CABLATO | VERDRAH. ELEKTRISCHER ANTRIEB | WIRED ELECTR.ACTUATOR | ACTUATEUR ELECTR. CABLE' | ACTUAD. ELECTRICO CABL. | PZ | 154
97618500 |  | MICROINT.SERRATURA ITW STRAPPO | MIKROSCH. SCHLOSS ITW REISS. | ITW STRAP FASTEN MICRO SWITCH | MICRO-INT.SERRURE ITW DÉCHIR. | MICROINT.CERRADURA ITW TIRÓN | PZ | 4.3
97618600 |  | MICRO 12A SOLENOIDE | MIKRO. 12A SOLENOID | SOLENOID 12A MICRO | MICRO-INTERRUPT. 12A SOLÉNOÏDE | MICRO 12A SOLENOIDE | PZ | 19
97620116 |  | PULSANT. CONSOLLE S300 INT. | BEDIENFELD BEDIENKONSOLE FÜR D | DENTIST'S CONTROL PANEL KEYPAD | CLAVIER CONSOLE PRATICIEN | BOTONERA CONSOLA MÉDICO | PZ | 462
97620119 |  | PULSANT. TAV. ASSIST. S300 | BEDIENFELD HELFERINNENELEMENT | ASSISTANT'S MODULE KEYPAD | CLAVIER TABLETTE ASSISTANTE | BOTONERA BANDEJA AUXILIAR | PZ | 218
97620130 |  | PULSANTIERA CONSOLLE INTER | S220TR INT CONSOL DRUCKKNOPFT. | S220TR INT CONS. SWITCH BOARD | PANN.COMM. CONSOLLE S220TR INT | BOTONERA CONSOLA INTER | PZ | 427
97620175 |  | PULSANT. TAV. ASSIST. S200 | [S2_BEDIENF. HELF.EL. S200 | ASSIST.MODULE KEYPAD S200 | CLAVIER TABLETTE ASSIST. S200 | TECLADO BANDEJA ASIST. S200 | PZ | 132
97620210 |  | PULSANT. CONSOLLE TFT INT. | DRUCKKNOPFTAF KONSOLE TFT INT | TFT INT. CONSOLE KEYBOARD | CLAVIER CONSOLE TFT INT. | BOTONERA CONSOL TFT INT. | PZ | 240
97620211 |  | PULSANT. TAV. ASSIST. TR | BEDIENFELD HELFERINNENELEMENT | ASSISTANT'S MODULE KEYPAD | CLAVIER TABLETTE ASSISTANTE | BOTONERA BANDEJA AUXILIAR | PZ | 120
97620224 |  | PULSANTIERA A MEMBRANA | MEMBRAN-TASTENFELD | MEMBRANE KEYBOARD | CLAVIER DE COMMANDE À MEMBRANE | BOTONERA DE MEMBRANA | PZ | 89
97620225 |  | PULSANTIERA A MEMBRANA | FOLIENTASTATUR | MEMBRANE KEYBOARD | CLAVIER À MEMBRANE | TECLADO DE MEMBRANA | PZ | 82.5
97620253 |  | PULSANT.COMANDI POLTR SING | KNOPF SINGLE STUHLSTEUERUNG | SINGLE CHAIR CONTROL KEYBOARD | CLAVIER CTRL FAUTEUIL SIMPLE | BOTON MANDOS SILL. SING. | PZ | 144
97620254 |  | PULSANT. TAV. ASSIST. STERN | KNOPF HE-TISCH SW | ASSIST. MOD. KEYBOARD STERN | CLAVIER TABL. ASSIST. STERN | BOTON. MES. ASIST. STERN | PZ | 61
97620255 |  | PULSANT. TAV. ASSIST. STERN | BEDIENF. HELF.EL. STERN | SW ASSISTANT TABLE KEYBOARD | CLAVIER TABLETTE ASSISTANT SW | TECLADO BANDEJA ASISTENTE SW | PZ | 47
97620261 |  | PULS. STERN INTERN. LCD | BEDIENF. STERN INTERN. LCD | LCD INTERN. STERN BUTTON | CLAVIER STERN INTERN. LCD | BOTONERA STERN INTERN LCD | PZ | 278
97620275 |  | PULS. CONSOLLE NEGATOSC | TASTE BED.KONSOLE RÖNT.BILDB. | NEGATOSCOPE PUSH BUTTON | CLAVIER COMM. CONSOLE NÉGATOSC | BOT. CONSOLA NEGATOSC | PZ | 182
97620289 |  | PULSANTIERA | SCHALTAFFEL | KEYBOARD | CLAVIER | PULSANTERA | PZ | 7.8
97620307 |  | PULSANTIERA A MEMBRANA | [S]FOLIEN-BEDIENFELD | MEMBRANE KEYBOARD | CLAVIER À MEMBRANE | BOTONERA DE MEMBRANA | PZ | 51.5
97620331 |  | PULSANTIERA | [S]BEDIENFELD | CONTROL PANEL | CLAVIER | BOTONERA | PZ | 77.5
97620340 |  | PULSANTIERA STERN | DR.KNOPFTAFEL STERN | STERN WEBER KEYBOARD | CLAVIER STERN WEBER | BOTONERA STERN WEBER | PZ | 60
97620345 |  | PULSANTIERA CLASSIC STERN | STERN CLASSIC TASTATUR | STERN CLASSIC KEYPAD | CLAVIER CLASSIC STERN | TECLADO CLASSIC STERN | PZ | 44
97620347 |  | PULSANTIERA THALYA | DR.KNOPFTAFEL THALYA | THALYA KEYPAD | PANNEAU DE COM. THALYA | BOTONERA THALYA | PZ | 104
97620348 |  | PULSANTIERA THALYA PLUS | DR.KNOPFTAFEL THALYA PLUS | THALYA PLUS KEYPAD | PANNEAU DE COM.THALYA PLUS | BOTONERA THALYA PLUS | PZ | 157
97620414 |  | PULSANTIERA LAT POLTRONA | DR.KNOPFTAFEL LAT P.STUHL | CHAIR SIDE PUSHBUTTON | CLAVIER COTE FAUTEUIL | BOTONERA LADO SILLON | PZ | 49
97620417 |  | PULSANTIERA TOUCH TAV ASS | DR.KNOPFTAFEL TOUCH HELF. | ASS MOD TOUCH KEYPAD | CLAV. COMM. TACTILE TABL ASS | BOTONERA TÁCTIL BAND AUX | PZ | 57.5
97620420 |  | PULSANTIERA TOUCH IP01 TAV ASS | DR.KNOPFTAFEL TOUCH IP01 HELF. | IP01 ASSIST. MOD. TOUCH KEYPAD | CLAVIER TOUCH IP01 TABL.ASIST. | BOTONERA TOUCH IP01 BAND.ASIST | PZ | 110
97627700 |  | PULSANTIERA TAV. ASSIST. | BEDIENFELD HELFERINNENELEMENT | ASSISTANT'S MODULE KEYPAD | CLAVIER TABLETTE ASSISTANTE | BOTONERA BANDEJA AUXILIAR | PZ | 152
97628100 |  | PULSANTIERA TAV. ASSIST. | BEDIENFELD HELFERINNENELEMENT | ASSISTANT'S MODULE KEYPAD | CLAVIER TABLETTE ASSISTANTE | BOTONERA BANDEJA AUXILIAR | PZ | 262
97634800 |  | COND 10MICROF 450VAC CLASSE B | KONDENSATOR RUCKENLEHNE MOTOR | BACKREST/MOT CAPACITOR 10MF | COND.10MF 450VAC MOT/DOSSIER | COND. 10 MF 450 VAC CLASE B | PZ | 6.8
97635100 |  | COND 10MICROF 450VAC CLASS | KAPPE 10 MF 450VAC CLASSE B | 10 MF 450VAC CAP CLASS B | COND 10 MF 450VAC CLASSE B | CAP 10 MF 450VAC CLASSE B | PZ | 7.2
97635200 |  | COND 16MICROF 450VAC CLASS | KONDENSAT 16MF 450VAC CLASSE B | 16 MF 450VAC CAP CLASS B | COND 16 MF 450VAC CLASSE B | CAP 16MF 450VAC CLASSE B | PZ | 9.1
97635400 |  | COND 18MICROF 450VAC 45X70 | KOND 18MICROF 450VAC 45X70 | 18MICROF 450VAC 45X70 CPCITR | COND.18MICROF 450VAC 45X70 | COND 18 MICROF 450VCA 45X70 | PZ | 23.5
97636000 |  | CONDENSATORE POMPA CARICO 5MF | KONDENS.WASSERFUELLUNGSPUMPE | FILLING PUMP CAPACITOR | CONDENSATEUR POMPE DE CHARGE | CONDENSADOR BOMBA DE CARGA | PZ | 35
97636500 |  | CONDENSATORE 8MICROF | KONDENSAT. 8 MICROF | 8MICROF CAPACITOR | CONDENSATEUR 8MICROF | CONDENSADOR 8MICROF | PZ | 20
97636600 |  | GRUPP.CONDENSATORE VAPORE | GRUPPE DAMPFKONDENSATOR | STEAM CONDENSER GR. | GROUP.CONDENSATEUR VAPEUR | GRUPO CONDENSADOR VAPOR | PZ | 211
97636700 |  | CONDENSATORE 14MF 450AC | 14MF 450 AC KONDENSATOR | 14MF 450AC CONDENSER | CONDENSATEUR 14MF 450AC | 14MF 450AC CONDENSADOR | PZ | 39.5
97636800 |  | COND 16 MICROF 450VAC | KOND. 16 MIKROF 450VAC | 450VAC MICROFARAD 16 CAPACITOR | COND.16 MICROFARAD 450VAC | COND.16 MICROFARAD 450VAC | PZ | 9.8
97636900 |  | GRUPPO CONDENSATORE VAPORE | DAMPF KONDENSATOR GR. | STEAM CONDENSER GROUP | GR.CONDENSATEUR VAPEUR | GRP CONDENSADOR VAPOR | PZ | 168
97637000 |  | CONDENSATORE POMPA | PUMPEN KONDENSATOR | PUMP CAPACITOR | CONDENSATEUR POMPE | CONDENSATOR POMPA | PZ | 35.5
97637100 |  | COND 18 MICROF 450VAC | KOND. 18 MIKROF 450VAC | 450VAC MICROFARAD 18 CAPACITOR | CONDENS.18 MICROF. 450VAC | CONDENS.18 MICROF. 450VAC | PZ | 11
97637200 |  | COND 8 MICROF 450VAC 35X57 | 8 MICRO LOCH 450VAC 35X57 KOND | 8 MICRO HOL 450VAC 35X57 COND | CONDENS. 8 MICR. 450VAC 35X57 | CONDENS. 8 MICR. 450VAC 35X57 | PZ | 5.7
97643600 |  | POTENZ. TIMER/TEMPERATURA | POTENTIOM.TIMER/TEMPERATURE | TRIMMER TIMER/TEMPERATURE | POTENTIOM.TIMER/TEMPERATURE | POTENC. TIMER/TEMPERATURA | PZ | 16.5
97650013 |  | PTC 220°C | PTC 220 ° C | PTC 220 ° C | PTC 220 ° C | PTC 220 ° C | PZ | 102
97650014 |  | RESISTENZA 230V-1000W | WIDERSTAND 230V-1000W | RESISTOR 230V-1000W | RESISTANCE 230V - 1000 W | RESISTENCIA 230V-1000W | PZ | 70.5
97650015 |  | RESISTENZA 230V - 1700W 17 LT | WIDERSTAND 230V-1700W | RESISTOR 230V-1700W | RÉSISTANCE 230V - 1700 W | RESISTENCIA 230V-1700W | PZ | 160
97650016 |  | RESISTENZA 230V - 2000W 22 LT | WIDERSTAND 230V-2000W | RESISTOR 230V-2000W | RÉSISTANCE 230V - 2000 W | RESISTENCIA 230V-2000W | PZ | 200
97650041 |  | RESISTENZA 230V - 2000W | STANDFESTIGKEIT 230V - 200W | RESISTANCE 230V - 200W | RESISTANCE 230V - 200W | RESISTENCIA 230 V - 2000W | PZ | 72.5
97650042 |  | ETCHED FOIL 17LT 115+115V | ETCHED FOIL WIDERSTAND 17LT 11 | ETCHED FOIL RESISTOR 17LT 115 | ETCHED FOIL RÉSISTANCE 17LT 11 | ETCHED FOIL RESISTENCIA 17LT 1 | PZ | 255
97650043 |  | ETCHED FOIL 22LT 115+115V | ETCHED FOIL WIDERSTAND 22LT 11 | ETCHED FOIL RESISTOR 22LT 115 | ETCHED FOIL RÉSISTANCE 22LT 11 | ETCHED FOIL RESISTENCIA 22LT 1 | PZ | 325
97650044 |  | ETCHED FOIL 28LT 115+115V | ETCHED FOIL 28LT 115+115V | 28L BAND RESISTOR WITH PT3/SAF | ETCHED FOIL 28 L 115+115 V | LÁMINA GRABADA 28 L 115+115 V | PZ | 372
97650047 |  | RESISTENZA DS50 2,6KW 230V | WIDERSTAND DS50 2,6KW 230V | DS50 2.6KW 230V RESISTOR | RESISTANCE DS50 2,6KW 230V | RESISTENCIA DS50 2,6KW 230V | PZ | 296
97650049 |  | RISCALDATORE ACQUA 230V | WASSERERHITZER 230V | 230V WATER HEATER | RÉCHAUFFEUR EAU 230V | CALENTADOR AGUA 230V | PZ | 333
97650050 |  | RESISTENZA 120V - 1100W | WIDERSTAND 120V - 1100W | RESISTOR 120V - 1100W | RÉSISTANCE 120V - 1100W | RESISTENCIA 120V - 1100W | PZ | 60
97650052 |  | RESISTENZA DRYER | WIDERSTAND DRYER | DRYER RESISTOR | RÉSISTANCE DRYER | RESISTENCIA DRYER | PZ | 146
97650055 |  | RISCALDATORE ACQUA 120V | 120V WASSERHEIZUNG | 120V WATER HEATER | RECHAUFFEUR EAU 120V | CALENTADOR AGUA 120V | PZ | 311
97650057 |  | RESISTENZA RISC.ARIA 500W 120V | WIDERSTAND LUFTHEIZ. 500W 120V | AIR HEATING RESIST. 500W 120V | RESISTAN.RECHAUF.AIR 500W 120V | RESIST. CALENT. AGUA 500W 120V | PZ | 129
97650058 |  | RESISTENZA RISC.ARIA 500W 230V | LUFTHEIZUNG WIDERST. 500W 230V | AIR HEATER RESIST. 500W 23OV | RESIST.RECHAUF.AIR 500W 230V | RESIST. CALENT. AGUA 500W 230V | PZ | 140
97650062 |  | ELEMENTO RISCALDANTE 115V | HEIZELEMENT 115V | HEATING ELEMENT 115V | ELEMENT CHAUFFANT 115V | RESISTENCIA 115V | PZ | 44
97650063 |  | ELEMENTO RISCALDANTE 115V | HEIZELEMENT 115V | HEATING ELEMENT 115V | ELEMENT CHAUFFANT 115V | RESISTENCIA 115V | PZ | 51
97650064 |  | ELEMENTO RISCALDANTE 230V | HEIZELEMENT 230V | HEATING ELEMENT 230V | ELEMENT CHAUFFANT 230V | RESISTENCIA 230V | PZ | 44
97650065 |  | ELEMENTO RISCALDANTE 230V | HEIZELEMENT 230V | HEATING ELEMENT 230V | ELEMENT CHAUFFANT 230V | RESISTENCIA 230V | PZ | 44
97650076 |  | RESISTENZE CON CONNETTORI | WIDERSTÄNDE MIT STECKERN | HEAT. ELEMENTS WITH CONNECTORS | RÉSISTANCES AVEC CONNECTEURS | RESISTENCIAS CON CONECTORES | PZ | 450
97659400 |  | RISCALDATORE A TERMOSTATO | HEIZUNG MIT THERMOSTAT | HEATER WITH THERMOSTAT | RECHAUFFER AVEC THERMOSTAT | CALENTADOR CON TERMOSTATO | PZ | 202
97659800 |  | RESISTENZA A CARTUCCIA | KARTUSCHENWIDERSTAND | CARTRIDGE HEATING ELEMENT | RÉSISTANCE À CARTOUCHE | RESISTENCIA DE CARTUCHO | PZ | 70.5
97660146 |  | CORDON DETART.PIEZON SIL GR | SILIKONKABEL HELLGRAU PIEZON | PIEZON SIL.VR.SCALER TUBING | CORDON DET. PIEZO SILIC. GRIS | CABLE ULTRASONID.PIEZON SIL GR | PZ | 420
97660169 |  | SCHEDA ALLACC.AUSILIARI | BODEN ANSCHLUSS PLATINE | CONNECTING BOX BOARD | PLATINE DE BRANCHEM. AUXILIAIR | TARJETA ENCHUFES AUXILIARES | PZ | 575
97660197 |  | MANIPOLO DETART PIEZON FO | HANDSTUCK PIEZON MIT LICHT | F.O. PIEZON SCALER H.P. | P.A.M.DETART. PIEZON LUMIERE | PIEZA DE MANO DETAR PIEZON FO | PZ | 1450
97660198 |  | CORDONE DETART PIEZON F.O | SILIKONKABEL PIEZON MIT LICHT | FIBER OPTIC PIEZON TUBING | CABLE PIEZON AVEC F.O. | MANGUERA ELIM SARRO PIEZON FO | PZ | 1080
97660280 |  | SCHEDA CONTROLLO MANIGLIA | PLATINE HANDGRIFF | HANDLE BOARD | PLATINE CONTROLLE POIGNEE | TARJETA CONTROL AGARRADERA | PZ | 28
97660327 |  | CORDONE ABLATORE SATELEC | SCHLAUCH ZEG SAT.SILIC.GRAU | SATELEC SCALER TUBING | CORDON DETART.SAT.SILIC.GRIS | MANG ULTRASONIDOS SATELEC | PZ | 145
97660328 |  | MANIPOLO ABLATORE SATELEC | HANDSTUECK SAT.ZEG.GRAU | SAT.SCALER GREY HANDPIECE | PIECE A MAIN DETART.SAT.GRIS | PIEZA DE MANO SATELEC | PZ | 464
97660330 |  | PUNTA N.1 ABLAT. SATELEC | SPITZE N.1 ZEG SATELEC | N.1 SATELEC SCALER TIP | POINTE N.1 DETART.SATELEC | PUNTA N.1 ULTRASONIDO SATELEC | PZ | 96
97660332 |  | PUNTA N.10P ABLAT. SATELEC | SPITZE N.10P SATELEC ZEG | N.10P SATELEC SCALER TIP | POINTE N.10P DETART.SATELEC | PUNTA N.10P DIS ABLA SATELEC | PZ | 90
97660346 |  | SCHEDA PULSANTE PEDALE | PEDAL DRUCKKNOPF PLATINE | FOOTCONTROL BUTTON BOARD | PLATINE BOUTON PEDALE | TARJETA PULSADOR PEDAL | PZ | 16
97660377 |  | SCHEDA ATTACCO RJ14 CENTRAL. | VERM.STEL.RJ14 ANSCHLUSS PLAT | STATION RJ14 CONNECT.BOARD | PLAT.RACCORD.RJ14 CENTRALE | TARJETA CONEXIÓN RJ14 CENTRAL | PZ | 39
97660378 |  | SCHEDA PALMARE RX | RX PALMAR PLATINE | RX PALMCONTROL BOARD | PLATINE POCHE RX | TARJETA PALMAR RX | PZ | 328
97660379 |  | SCHEDA ATTACCO RJ14 PALMARE | PALMAR RJ14 ANSCHLUSS PLATINE | RX PALMAR RJ14 CONNECT.BOARD | PLAT.RACCORD RJ14 POCHE | TARJETA CONEXIÓN RJ14 PDA | PZ | 61
97660385 |  | CONTROLLO ''NEWTRON'' SATELEC | SATELEC NEWTRON"STEUERUNG" | SATELEC NEWTRON"CONTROL" | CONTROLE NEWTRON" SATELEC" | SATELEC NEWTRONCONTROL"" | PZ | 275
97660388 |  | SCHEDA BASE IDRICO ANALOG | ANALOG WASSERGR.HAUPTPLATINE | ANALOGIC HYDROGR. BOARD | PLATINE ANALOGIQUE GR.HYDR. | TARJETA ANALOGICA GR. IDRICO | PZ | 317
97660396 |  | SCHEDA CONTROLLO TELECAMERA | KAMERA STEUERUNGSPLATINE | CAMERA CONTROL BOARD | PLATINE CONTROLE CAMERA | TARJETA CONTROL CÁMARA | PZ | 2060
97660397 |  | MANIPOLO ABLATORE PIEZON | PIEZON ZEG HANDSTUECK | SCALER HANDPIECE PIEZON | PIECE A MAIN DETART. PIEZON | PIEZA DE MANO PIEZON | PZ | 910
97660401 |  | SCHEDA CONSENSO LAMP.POL. | POLYM.LAMPE STEUER.PLATINE | CURING LIGHT CONTROL BOARD | PLAT.CONTROL LAMPE A COMPOSITE | CUANILLO LIGHT CONTROL BOARD | PZ | 149
97660412 |  | TERMINALE MANIPOLO SATELEC | HANDSTÜCK SATELEC | SATELEC HANDPIECE TERMINAL | TERM.PIECE/MAIN SATELEC | TERMINAL PIEZA MANO SATELEC | PZ | 12.5
97660428 |  | SCHEDA LAMPADA VENUS BASIC | VENUS BASIC LAMPEPLATINE | VENUS BASIC LIGHT BOARD | PLATINE LAMPE VENUS BASIC | TARJETA LÁMPARA VENUS BASIC | PZ | 100
97660438 |  | SCHEDA IGIENIZZ. CANNULE | KARTE ENTKEIMUNG ABSAUGKANÜLEN | CANNULE HYGIEN BOARD | PLAT. HYGIENIS. CANULES | TARJETA HIGIENIZ. CÁNULAS | PZ | 135
97660442 |  | SCHEDA BASE PEDALE MULTISTAND | KARTE BASIS PEDAL DIGIT | DIGIT PEDAL BASE BOARD | PLATINE BASE PEDALE NUMERIQUE | TARJETA BASE PEDAL DIGIT | PZ | 340
97660461 |  | SCHEDA BASE PEDALE ANALOG. | KARTE BASIS PEDAL ANALOG. | ANALOG PEDAL BASE BOARD | PLAT. BASE COMM/PIED ANALOG. | TARJETA BASE PEDAL ANALÓG | PZ | 299
97660509 |  | SCHEDA ALIM. LAMP. VENUS | VENUS TML LAMPE SPEIS.PLATINE | VENUS TML LIGHT FEED.BOARD | PLATIN ALIMENT LAMPE VENUS TML | TARJETA ALIM LÁMP VENUS TML | PZ | 160
97660515 |  | SCHEDA BASE RX DC | HAUPTPLATINE VERM. RX DC | RX-DC CENTRAL STATION BOARD | PLATINE BASE CENTR. RX-DC | TARJETA BASE CENTR. RX DC | PZ | 790
97660516 |  | FIBRA OTTICA TURBO 5MM | TURBO OPT. FASER D5MM | TURBO OPTICAL FIBRE 05 MM | FIBRE OPTIQUE TURBO 5MM | FIBRA OPTICA TURBO 5MM | PZ | 117
97660524 |  | SCHEDA ALLACCIAMENTI TINY | SCHLUSSKASTENPLATINE TINY | FLOOR BOX BOARD TINY | PLATINE BOITE AU SOL TINY | CIRCUITO CAJA CONEXION TINY | PZ | 470
97660527 |  | SCHEDA PEDALE TINY | FUSSPEDAL-PLATINE TINY | FOOT CONTROL BOARD TINY | PLATINE PEDALE TINY | TARJETA PEDAL TINY | PZ | 340
97660537 |  | SCHEDA MOVIM. TAVOLETTA | TABLETTBEWEGUNGSPLATINE | MODULE MOVEM. BOARD | CARTE MOUVEM. TABLETTE | TARJETA MOVIM BANDEJA | PZ | 145
97660555 |  | SCHEDA CONTROLLO C-U2 INTEGR | C-U2 ERGAENZT. STEUER.PLATINE | C-U2 INTEGR. CONTROL BOARD | PLATINE CONTROLE INTEGRE C-U2 | TARJ. CONTROL C-U2 ADJUNTA | PZ | 1210
97660557 |  | SCHEDA CONTR. ASPIR. CATTANI | KONTROLLEPLATINE CATTANI | CATTANI CONTROL BOARD | PLATINE CONTROLE CATTANI | TARJETA CONTROL CATTANI | PZ | 100
97660558 |  | SCHEDA CONSOLLE DIGIT. | DIGIT.CONSOLLEPLATINE | DIGIT. CONSOLE BOARD | PLATINE CONSOLE DIGITALE | TARJETA CONSOLE DIGITAL | PZ | 680
97660565 |  | SCHEDA CONTR. TURBINA | KONTROLLPLAT. LUFTGEBL/M.VENT | CONTROL BOARD BLOWER/VALVE | PLATINE DE CTRL. TURB. ANALOG | TARJETA CONTROL TURB./EL.VALV | PZ | 99.5
97660566 |  | SCHEDA BASE RX AC MYRAY | HAUPTPLATINE VERM. RX AC MYRAY | MAIN BOARD RX AC MYRAY | PLATINE BASE CENTR.RX AC MYRAY | TARJ. BASE CENTR. RX AC MYRAY | PZ | 620
97660575 |  | SCHEDA CASS. ALLACC. ANALOG | KARTE ANSCHLUSSKASTEN ANALOG | ANALOGICAL DRAWER BOARD | CARTE BTE CONNEX. ANALOG. | TARJ. CAJA ENCHUFES ANALOGICOS | PZ | 750
97660578 |  | SCHEDA BASE POLTRONA | PATIENT.STUHL-HAUPTPLATINE | PAT.CHAIR MAIN BOARD | CARTE BASE FAUTEUIL | CIRCUITO BASE SILLON | PZ | 500
97660582 |  | SCHEDA PULSANT. CONSOLLE | KOMPLETTE BEDIENKONSOLE FÜR DE | COMPLETE DENTIST'S CONTROL PAN | CONSOLE PRATICIEN COMPLÈTE | CONSOLA MÉDICO COMPLETA | PZ | 625
97660585 |  | PALMARE RX DC MYRAY | PALM-GERAET RX DC MYRAY | HANDHELD RX DC MYRAY | TELECOMMANDE RX DC MYRAY | PALMAR RX DC MYRAY | PZ | 620
97660586 |  | FILTRO EPCOS B84112-B-B110 | FILTER EPCOS B84112-B-B110 | FILTER EPCOS B842112-B-B110 | FILTRE EPCOS B842112-B-B110 | FILTRO EPCOS B84112-B-B110 | PZ | 68
97660591 |  | SCHEDA STEP UP RX DC | STEP UP PLATINE RX DC | STEP UP RX DC BOARD | PLATINE STEP UP RX DC | TARJETA STEP UP RX DC | PZ | 220
97660592 |  | SCHEDA CONDENSATORI RX DC | PLATINE KONDENSATOREN RX DC | RX DC CONDENSERS BOARD | PLATINE CONDENSATEURS RX DC | TARJETA CONDENSADORES RX DC | PZ | 58
97660593 |  | SCHEDA SENSORI CONO RX DC | PLATINE CONUS SENSOREN RX DC | RX DC CONE SENSOR BOARD | PLATINE CAPTEURS CONE RX-DC | TARJETA SENSORES CONO RX DC | PZ | 93
97660614 |  | SCHEDA CONSOLLE LIN | [AS_KARTE BEDIENKONSOLE | CTRL PANEL BOARD | CARTE CONSOLE | TARJETA CONSOLA | PZ | 213
97660617 |  | SCHEDA CONTROLLO MM CC | STEUERPLATINE MM CC | MM CC CONTROL BOARD | PLATINE CONTROLE MM CC | CIRCUITO CONTROL MM | PZ | 255
97660630 |  | SCHEDA INTERFACCIA CONTR. | SCHNITTSTELLENPLATINE | CHECK INTERFACE BOARD | PLATINE INTERFACE CONTROLE | TARJETA INTERFAZ CONTROL | PZ | 200
97660633 |  | CONTROLLO ABLAT. I-PIEZON | ZAHNST-ENTFERN-KONTR I-PIEZON | SCALER CONTROL I-PIEZON | CONTROLE DETARTR. I-PIEZON | CONTROL ULTRASONIDO I-PIEZON | PZ | 910
97660634 |  | SCHEDA BASE IDRICO LITE | HAUPTPLATINE WE LITE | LITE HYDRIC MOD. MAIN BOARD | PLATINE PRINCIPALE M.HYDRIQ | TARJETA BASE HÍDRICO LITE | PZ | 540
97660639 |  | CARTER+PULS.CONSOLLE S250 | (KUNSTSTOFFTEIL + BEDIENFELD) | (PLASTIC + KEYPAD) DENTIST'S C | (PARTIE PLASTIQUE + CLAVIER) C | (PLÁSTICO + BOTONERA) CONSOLA | PZ | 366
97660640 |  | CARTER+PULS.CONSOLLE S300 | (KUNSTSTOFFTEIL + BEDIENFELD) | (PLASTIC + KEYPAD) DENTIST'S C | (PARTIE PLASTIQUE + CLAVIER) C | (PLÁSTICO + BOTONERA) CONSOLA | PZ | 492
97660648 |  | SCHEDA PULSANTE PEDALE | FUSSSTEUERUNGSKNOPFPLATINE | FOOTCTRL SWITCH BOARD | CARTE BOUTON PEDALE | TARJETA BOTON PEDAL | PZ | 26
97660671 |  | HUB 4 PORTE USB 2.0 | HUB 4 2.0 USB-EINTRIT | 4-USB PORTS 2.0 HUB | HUB 4 PORTES USB 2.0 | HUB 4 PUERTO USB 2.0 | PZ | 39.5
97660673 |  | SCHEDA INTERFAC. IGIENE LITE | HYGIENE LITE INTERFACEPLATINE | INTERFACE HYGIENE LITE BOARD | PLATINE INTERFACE HYDGIENE LIT | TARJETA INTERFAZ HIGIENE LITE | PZ | 85
97660678 |  | MANIPOLO ABLATORE CEFLA PZ5 | CEFLA PZ5 ZEG HANDSTUCK | CEFLA PZ5 SCALER HANDPIECE | PIECE/MAIN DETART CEFLA PZ5 | PIEZA DE MANO ABLADOR PZ5 | PZ | 550
97660681 |  | MANIPOLO ABLAT. SATELEC SP | ZAHNST-ENTFERN HANDST SATEL SP | SCALER HANDPIECE SATELEC SP | PIECE/MAIN DETARTR. SATEL SP | PIEZA DE MANO ULTRASON SAT SP | PZ | 1090
97660682 |  | MANIPOLO ABLAT EMS I-PIEZON | ZEG HANDSTÜCK EMS I-PIEZON | SCALER HANDPIECE EMS I-PIEZON | P.A.M. DETART. EMS I-PIEZON | PIEZA DE MANO ULTRASON EMS I-P | PZ | 840
97660687 |  | SCHEDA MOVIM. BACINELLA | SPEISCHALE-BEWEG.PLATINE | CUSPIDOR BOWL MOVEM BOARD | PLATINE MOUVEM CRACHOIR | TARJETA MOVIM. ESCUPIDERA | PZ | 127
97660688 |  | SCHEDA TAV. ASSISTENTE | HELFERIN-ELEM PLATINE | ASSIST MODULE BOARD | PLATINE TABLETTE ASSISTANTE | CIRCUITO BANDEJA AUXILIAR | PZ | 100
97660697 |  | SCHEDA TAV.ASSISTENTE LITE | HELFERELEM. PLATINE LITE | ASSIST MODULE LITE BOARD | PLATINE TABL. ASSIST. LITE | TARJETA CONSOLA AUXIL LITE | PZ | 240
97660698 |  | SCHEDA CONSOLLE S280TRC | KARTE BEDIENKONSOLE S280TRC | CTRL PANEL BOARD S280TRC | CARTE CONSOLE S280TRC | TARJETA CONSOLA S280TRC | PZ | 685
97660701 |  | SCHEDA TAV. MED. CAN-TINY | PLATINE ARZTTISCH CAN-TINY | CAN-TINY DOCTOR MODULE BOARD | PLATINE TABL. PRATIC. CAN TINY | TARJETA BANDEJA MEDICO CAN TIN | PZ | 520
97660704 |  | SCHEDA LAVAGGIO CANNULE | KARTE SPÜLSYST. ABSAUGKANÜLEN | CANNULAE FLUSH. BOARD | CARTE RINÇAGE CANULES | TARJETA LAVADO CÁNULAS | PZ | 161
97660718 |  | KIT 5 PROT OCCHI T-LED | 5 AUGENSCHUTZKIT T-LED | KIT 5 EYES PROTECT. T-LED | KIT 5 PROT. OCULAIRE T-LED | KIT 5 PROTEC OJOS T-LED | PZ | 62.5
97660725 |  | SCHEDA BASE POLTRONA | STUHL HAUPTPLATINE | CHAIR PC-BOARD | PLATINE PRINCIPALE FAUTEUIL | TARJETA BASE SILLON | PZ | 500
97660726 |  | SCHEDA INTERCON. POLTR. | VERBIND.KARTE BEHANDL.STUHL | PAT. CH INTERCON. BOARD | CARTE INTERCONN. FAUTEUIL | TARJETA INTERCON SILLÓN | PZ | 77.5
97660772 |  | SCHEDA TAV. MEDICO LITE | ARZTELEM- LITE PLATINE | DENT BOARD LITE BOARD | PLATINE LITE TABL. PRATICIEN | CIRCUITO LITE BANDEJA MEDICO | PZ | 700
97660773 |  | SCHEDA CASS. ALLACC. LITE | ANSCHLUSSKASTENPLATINE LITE | CONNECT BOX BOARD LITE | PLATINE BOITE AU SOL CAN LITE | TARJETA CAJA ENCHUFES LITE | PZ | 690
97660798 |  | SCHEDA CONTROLLO ABLATORE | PLATINE ZEG-STEUERUNG | SCALER CONTROL BOARD | PLATINE CONTROLE DETARTREUR | TARJETA CONTROL ULTRASONIDO | PZ | 407
97660799 |  | SCH CONTR MOTORE BRUSHLESS | KONTR PLATINE MOTOR BRUSHLESS | CTRL BOARD BRUSHLESS MOTOR | PLATINE CTRL MOTEUR BRUSHLESS | CIRCUITO CONTR MOTOR BRUSHLESS | PZ | 345
97660807 |  | SCHEDA PULSANTIERA CONSOLLE | KONSOLEDRUCKKNOPFPLATINE | CONSOLE KEYBOARD BOARD | PLATINE CLAVIER CONSOLE | CIRCUITO TECLADO CONSOLE | PZ | 660
97660809 |  | SCHEDA PULSANTIERA CONS. | [A2] KARTE BEDIENFELD KONS. | CTRL PAN KEYPAD BOARD | CARTE CLAVIER CONSOLE | TARJETA BOTONERA CONS | PZ | 453
97660816 |  | SCHEDA SEZ ELETTR CART | PLATINE EL CART | CART EL. SECT. BOARD | CARTE SECT. EL. CART | TARJETA SECT. EL. CART | PZ | 32
97660835 |  | SENSORE LIV SERBATOIO CARICO | FRACHT TANK FÜLLSTANDSENSOR | CARGO TANK LEVEL SENSOR | CAPTEUR DE NIVEAU DE RÉSERVOIR | SENSOR DE NIVEL DE TANQUE DE C | PZ | 29.5
97660841 |  | SCHEDA CONTR LAMP VENUS PLUS | LAMPE VENUS PLUS PLATINE | CONTROL BOARD VENUS + LAMP | PLATINE CTRL LAMPE VENUS PLUS | TARJ.CONTR. LAMP. VENUS PLUS | PZ | 165
97660843 |  | SCHEDA PULSANT. CONSOLLE | [S2] KARTE BEDIENF. KONSOLE | INSTR PANEL KEYPAD BOARD | CARTE CLAVIER CONSOLE | TARJETA BOTONERA CONSOLA | PZ | 680
97660875 |  | SCHEDA APPLICAZIONE TURBINA | LUFTGEBLAESE-PLATINE | BOARD BLOWER APPLIC | PLATINE TURBINE | CIRCUITO TURBINA | PZ | 304
97660879 |  | CARTER+PULS CONS S320 S280 '09 | ABD.+BED.KONS. S320 S280 '09 | CARTER+PULS CONS S320 S280 09 | CARTER+CLAV.CONS S320 S280 '09 | CÁRTER+PULS CONS S320 S280 '09 | PZ | 329
97660894 |  | SCHEDA BASE IDRICO CANTINY | BASIS WASSERPLATINECANTINY | MAIN BOARD HYDRIC G. CANTINY | PLATINE PRINC. G.HYDR. CANTINY | CIRCUITO BASE HIDRICO CANTINY | PZ | 438
97660906 |  | SCHEDA ALIMENT. MONITOR | MONITOR SPEISUNGSPLATINE | MONITOR POWER SUPPLY BOARD | PLATINE ALIMENTION ECRAN | CIRCUITO ALIMENTAC MONITOR | PZ | 377
97660978 |  | SCHEDA DEMINERALIZZATORE | [S]KARTE FÜR DEMINERALISIERER | DEMINERALISER BOARD | CARTE DÉMINÉRALISATEUR | TARJETA DESMINERALIZADOR | PZ | 168
97660979 |  | SCHEDA TERMOSIGILLATRICE | KARTE HEISSIEGELGERÄT | HEAT SEALER BOARD | CARTE THERMOSOUDEUSE | TARJETA TERMOSELLADORA | PZ | 165
97661003 |  | SCH. LAMPADA SCIALITICA LED | LED SCYALITIC LAMP BOARÜ | LED SCYALITIC LAMP BOARD | PLATINE LAMPE SCYALITIQUE LED | TARJETA LAMPARA SCIAL. LED | PZ | 231
97661030 |  | SCH. TERMOSIGILLATRICE AUT. | PLATINE AUT. HEISSSIEGLER | AUT.THERMOSEALER BOARD | CART. THERMO-SCELLEUSE AUT. | TARJ. TERMOSELLADORA AUT. | PZ | 465
97661033 |  | SCHEDA LED SEGNALAZ. PEDALE | KARTE ANZ.-LED FUSSCHALTER | FT CTRL WARN. LED BOARD | CARTE LED SIGNALIS. PÉDALE | TARJETA LED SEÑ PEDAL | PZ | 35
97661034 |  | SCH. LED TERMOSIGILLATRICE | KARTE LED HEISSIEGELGERÄT | HEAT SEALER LED BOARD | CARTE LED THERMOSOUDEUSE | TARJETA LED TERMOSELLADORA | PZ | 32
97661038 |  | GR CONSOLLE TFT CONT STERN | GR. TFT-BEDIENKONS. CONT STERN | STERN CONT TFT INSTR.PNL GR | GR CONSOLE TFT CONT. STERN | GR CONSOLA TFT CONT STERN | PZ | 680
97661039 |  | SCHEDA CONSOLLE TFT STERN | PLATINE KONSOLE TFT STERN | TFT STERN CONSOLE BOARD | CARTE CONSOLE TFT STERN | TARJETA CONSOLE TFT STERN | PZ | 590
97661040 |  | GR. CONS. TFT CONT J STERN | KONSOLEGR TFT CONT J STERN | TFT CONT J STERN CONSOLE GR. | GR. CONSOLE TFT CONT J STERN | GR CONSOLA TFT CONT J STERN | PZ | 560
97661041 |  | SCHEDA CONSOLLE TFT CONT J | KONSOLEPLATINE TFT CONT JAPAN | TFT CONT J CONSOLE BOARD | CARTE CONSOLE TFT CONT J | TARJETA CONSOLE TFT CONT J | PZ | 605
97661044 |  | GR CONSOLLE LCD CONT STERN | GR. BED.KONSOLE LCD CONT STERN | LCD CONT STERN CONSOLE GR. | GR CONSOLE LCD CONT STERN | GR CONSOLA LCD CONT STERN | PZ | 650
97661045 |  | SCHEDA CONSOLLE LCD CONT TR | KONSOLEPLATINE LCD CONT TR | LCD CONT TR CONSOLE BOARD | CARTE CONSOLE LCD CONT TR | TARJETA CONSOLE LCD CONT TR | PZ | 499
97661046 |  | SCHEDA INTERFACCIA LCD TR | LCD TR INTERFACE PLATINE | INTERFACE CARD LCD TR | CARTE INTERFACE LCD TR | TARJETA INTERFAZ LCD TR | PZ | 140
97661055 |  | SCHEDA CONTROLLO MILLSEAL | MILLSEAL KONTROLLE PLATINE | COMMAND CARD MILLSEAL | PLATINE CONTROL MILLSEAL | TARJETA CONTROL MILLSEAL | PZ | 298
97661080 |  | SCHEDA POLTRONA SOLIDALE | GEMEINSCHAFTSSTUHLPLATINE | JOINT CHAIR BOARD | PLATINE FAUTEUIL SOLIDAIRE | CIRCUITO SILLON SOLIDAL | PZ | 320
97661082 |  | SCH. CONTROLLO TURBINA DIGI | STEUERPLATINE TURBINE DIGITAL | DIG. TURB. CTRL BOARD | PLATINE CTRL TURBINE DIGIT. | CIRCUITO CTRL TURBINA DIGIT. | PZ | 150
97661094 |  | SCH. TAVOL. MEDICO LITE 2013 | KARTE INSTR.TRÄGER DIGI-LITE | DOCT. MODULE DIG. LITE BOARD | PLATINE TABL.PRAT. DIG. LITE | CIRC. BAND. DOCT. DIG. LITE | PZ | 263
97661101 |  | SONDA DI LIVELLO NC CAVO M | FÜLLSTANDSONDE ÖFFNER KABEL M | LEVEL PROBE NC CABLE M | SONDE DE NIVEAU NF CÂBLE M | SONDA DE NIVEL NC CABLE M | PZ | 32.5
97661103 |  | SONDA DI LIVELLO NA CAVO M | FÜLLST-SONDE SCHLIESSER KABEL | LEVEL PROBE NO CABLE M | SONDE DE NIVEAU CABLE M | SONDA DE NIVEL NA CABLE M | PZ | 32
97661119 |  | DISPLAY CABLATO | DISPLAY VERKABELT | WIRED DISPLAY | ÉCRAN CÂBLÉ | PANTALLA CON CABLE | PZ | 71
97661121 |  | SENSORE TEMPERATURA CABLATO | TEMPERATURSENSOR VERKABELT | WIRED TEMPERATURE SENSOR | CAPTEUR TEMPÉRATURE CÂBLÉ | SENSOR TEMPERATURA C/CABLE | PZ | 46.5
97661122 |  | SCHEDA DISPLAY | GRAFIKKARTE | DISPLAY CARD | CARTE D'AFFICHAGE | TARJETA DE LA EXHIBICIÓN | PZ | 62.5
97661124 |  | SCHEDA IDRICO TINY 2013 | WE-PLATINE TINY 2013 | TINY HYDRIC BOARD 2013 | PLATINE SYST. HYDR. TINY 2013 | CIRCUITO IDRICO TINY 2013 | PZ | 240
97661125 |  | SCHEDA IDRICO LITE 2013 | PLATINE WE LITE 2013 | HYDR. GR. BOARD LITE 2013 | PLATINE GR. HYDRIQUE LITE 2013 | TARJ. IDRICO. LITE 2013 | PZ | 360
97661127 |  | SCHEDA BASE STERILIZZATRICE | BASISKARTE STERILISATOR | BASIC STERILISER BOARD | CARTE BASE STÉRILISATEUR | TARJETA BASE ESTERILIZADORA | PZ | 590
97661139 |  | SCH. ALIM.NEGATOSC.PANORAM. | PLAT. VERSORG. RÖNTGENB. PAN. | NEGATOSC.POWER BOARD | CART. ALIM.NÉGATOSC.PANORAM. | TARJ. ALIM.NEGATOSC.PANORÁM. | PZ | 182
97661149 |  | SCHEDA CONTROLLO ABLATORE | ZEG STEUERPLATINE | SCALER CONTROL BOARD | PLATINE CONTROLE DETARTREUR | CIRCUITO CONTROL ULTRASONIDO | PZ | 220
97661150 |  | SCHEDA CONTROLLO MM | MM-STEUERPLATINE | MM CTRL BOARD | PLATINE CONTROLE MM | CIRCUITO CONTROL MM | PZ | 270
97661163 |  | PASSAPARETE ETHERNET CAT5E | WANDDURCHFÜHR. ETHERNET KAT 5E | CAT5E ETHER. BULKHEAD FITTING | PASSE-CLOISON ETHERNET CAT5E | PASAMUROS ETHERNET CAT5E | PZ | 32
97661187 |  | GR PULSANTIERA TFT CONT STERN | GR. TFT-BEDIENFELD CONT STERN | TFT TOUCH PANEL GR. CONT STERN | GR CLAVIER TFT CONT. STERN | GR BOTONERA TFT CONT STERN | PZ | 388
97661189 |  | GR PULSANTIERA LCD CONT TR | GR. LCD-BEDIENKONSOLE CONT TR | TR CONT LCD CTRL PANEL GR | GR.CLAVIER LCD CONT. TR | GR BOTONERA LCD CONT TR | PZ | 305
97661194 |  | ADATTATORE LED SIRINGA 6F -L | ADAPTER LED SPRITZE 6F -L | 6F-L SYRINGE LED ADAPTER | ADAPTATEUR LED SERINGUE 6F - L | ADAPTADOR LED JERINGA 6F - L | PZ | 245
97661196 |  | SCHEDA CASS. ALL. LITE 2013 | KARTE ANSCHL.KASTEN LITE 2013 | LITE 2013 CONNEC. BOX BOARD | PLATINE BTE CONNEX. LITE 2013 | CIRC. CAJA CONNEX. LITE 2013 | PZ | 500
97661218 |  | GR CONSOLLE SMART - SW | GR BEDIENKONSOLE SMART - SW | SMART - SW INSTR PANEL GR | GR CONSOLE SMART - SW | GR CONSOLA SMART - SW | PZ | 675
97661227 |  | GR SCHEDE SMART - SW | GR KARTEN SMART - SW | SW SMART BOARD GROUP | GR. PLATINE SMART SW | GR. CIRCUITO SMART SW | PZ | 565
97661232 |  | GR CONS. FULL TOUCH CONTIN. | GR. KONS. FULL TOUCH CONT. | FULL TOUCH CONTIN. CONS UNIT | GR CONS. FULL TOUCH CONTIN. | GR CONS FULL TOUCH CONTIN | PZ | 1280
97661234 |  | GR SCHEDE FULL TOUCH 2013 | PLATINEN FULL TOUCH 2013 GR. | 2013 FULL TOUCH BOARD GR. | GR. PLATINES FULL TOUCH 2013 | GR. TARJETA FULL TOUCH 2013 | PZ | 925
97661238 |  | SCHEDA INTERFACCIA USB | USB SCHNITTSTELLENPLATINE | USB INTERFACE BOARD | PLATINE INTERFACE USB | TARJ. INTERFAZ USB | PZ | 77
97661264 |  | SCHEDA TASTI CAP TAV. INT. | PLATINE TASTEN CAP TR. INT. | CAPACITIVE BUTT.INT.TABL.BOARD | CARTE BOUTONS CAP TABL. INT. | TARJETA TECLAS CAP BAND. INT. | PZ | 178
97661272 |  | LCD GRAFICO BLU CABLATO | GRAFIK-LCD BLAU VERKABELT | WIRED BLUE GRAPH. LCD | LCD GRAPHIQUE BLEU CÂBLÉ | LCD GRÁFICO AZUL CABLEADO | PZ | 91.5
97661273 |  | GRUPPO BARRA LED AUTOCLAVE | GR. LED-LEISTE AUTOKLAV | AUTOCLAVE LED BAR GROUP | GR. BARRE LED AUTOCLAVE | GRUPO BARRA LED AUTOCLAVE | PZ | 69
97661296 |  | SCHEDA LAEC 2013 | LAEC PLATINE 2013 | 2013 LAEC BOARD | PLATINE LAEC 2013 | TARJ. LAEC 2013 | PZ | 257
97661374 |  | GR CONSOLLE NEGAT STERN 2014 | GR. BE.KON. RÖNT.B. STERN 2014 | DIGIT STERN 2014 CONSOLE GR | GR CONSOLE NÉGAT STERN 2014 | GR CONSOLA NEGAT STERN 2014 | PZ | 432
97661376 |  | SONDA PT1000 D.6X50 | SONDE PT1000 D6X50 | PT1000 D6X50 PROBE | SONDE PT1000 D6X50 | SONDA PT1000 D6X50 | PZ | 121
97661377 |  | SCHEDA CONSOLLE NEGAT STERN | PLAT. BED.KONS. RÖNTG.B. STERN | DIGIT STERN CONSOLE BOARD | CARTE CONSOLE NÉGAT STERN | TARJETA CONSOLA NEGAT STERN | PZ | 165
97661395 |  | GR PULSANT SMART CONT STERN | GR. BEDIENF. SMART CONT STERN | SW CONT SMART KEYBOARD GR. | GR. CLAVIER SMART CONT SW | GR. TECLADO SMART CONT SW | PZ | 416
97661399 |  | SONDA DOPPIA | DOPPELSONDE | DOUBLE PROBE | SONDE DOUBLE | SONDA DOBLE | PZ | 90
97661434 |  | SCH CONSOLLE LCD STERN 2014 | PLAT. BED.KONS. LCD STERN 2014 | LCD STERN 2014 CONSOLE CARD | CART CONSOLE LCD STERN 2014 | TARJ CONSOLA LCD STERN 2014 | PZ | 339
97661435 |  | GR CONSOLLE LCD STERN 2014 | GR. BED.KONSOLE LCD STERN 2014 | LCD STERN 2014 CONSOLE GR. | GR CONSOLE LCD STERN 2014 | GR CONSOLA LCD STERN 2014 | PZ | 451
97661443 |  | SCHEDA LAMP VENUS LED PLUS | LAMPE VENUS LED PLUS PLATINE | VENUS LED PLUS LAMP BOARD | PLATINE LAMPE VENUS LED PLUS | TARJETA LAMPARA VENUS LED PLUS | PZ | 180
97661452 |  | SCHEDA MULTIMEDIA 2015 | MULTIMEDIA PLATINE 2015 | MULTIMEDIA 2015 BOARD | CARTE MULTIMEDIA 2015 | TARJETA MULTIMEDIA 2015 | PZ | 1020
97661453 |  | SCHEDA HUB USB 2014 | USB HUB PLATINE 2014 | CIRCUIT HUB USB 2014 | PLATINE HUB USB 2014 | TARJ HUB USB 2014 | PZ | 154
97661467 |  | SCHEDA ALIM MONITOR (2015) | PLATINE MONITORVERSORGUNG(2015 | MONITOR SUPPLY BOARD (2015) | PLATINE ALIMENT.ECRAN 2015 | TARJETA ALIM MONITOR (2015) | PZ | 167
97661508 |  | SCHEDA SUP. POLTR. SEDIA | OB. PLATINE STUHL MOTOR LEG | UPPER BOARD CHAIR | PLATINE SUPP.FAUTEUL | TARJ SUP SILLON | PZ | 350
97661509 |  | SCHEDA BASE POLTR. SEDIA | BASISKARTE STUHL | CHAIR BASIC BOARD | CARTE BASE FAUT. CHAISE | TARJETA BASE SILLÓN SILLA | PZ | 301
97661510 |  | SCHEDA SENSORE TERMINALE | PLATINE ENDSTÜCKSENSOR | FINAL SENSOR BOARD | CARTE CAPTEUR EXTRÉMITÉ | TARJETA SENSOR TERMINAL | PZ | 58.5
97661533 |  | SCHEDA POLTRONA IBRIDA | PLATINE HYBRIDER STUHL | HYBRID CHAIR BOARD | PLATINE FAUTEUIL HYBRIDE | TARJETA SILLON HIBRIDA | PZ | 230
97661534 |  | SCHEDA TAV MEDICO TINY 2015 | PLATINE INSTRUMENTENTR.TINY 20 | DOCTOR TABLE TINY 2015 BOARD | PLATINE TABL.PRAT.TINY 2015 | TARJETA BAND MÉDICO TINY 2015 | PZ | 177
97661546 |  | SCH. TAVOL. MEDICO LITE 2015 | PLAT. ARZTINSTRUMENTENT. LITE | DENTIST MODULE BOARD LITE 2015 | PLATINE TABL PRATIC LITE 2015 | TARJ BAND MEDICO LITE 2015 | PZ | 285
97661556 |  | SCHEDA INTERFACCIA | SCHNITTSTELLENPLATINE | INTERFACE BOARD | PLATINE INTERFACE | TARJETA DE INTERFAZ | PZ | 194
97661557 |  | SCHEDA TIMER BASE D60 | BASE TIMER PLATINE D60 | BASE TIMER BOARD D60 | PLATINE TIMER BASE D60 | TARJETA TIMER BASE D60 | PZ | 595
97661558 |  | SOLENOIDE APERTURA AUTOM.230V | SOLENOID AUTOM. ÖFFNUNG 230V | SOLENOID AUTOM. OPENING 230V | SOLENOID OUVERT.AUT.230V | ABIER AUTOMÁTICA SOLENOIDES | PZ | 113
97661559 |  | SONDA PT1000 CL B | SONDE PT1000 CL B | PT1000 CL B PROBE | SONDE PT1000 CL B | SONDA PT1000 CL B | PZ | 181
97661560 |  | SONDA PT1000 DOPPIA RINF. | SONDE PT1000 DOPP. VERST. | REINF. PT1000 DOUBLE PROBE | SONDE PT1000 DOUBLE RENF. | SONDA PT1000 DOBLE REF. | PZ | 277
97661567 |  | EXTENDER HDMI F/F | EXTENDER HDMI F/F | EXTENDER HDMI F/F | EXTENDER HDMI F/F | EXTENS HDMI F/F | PZ | 104
97661585 |  | SCHEDA BASE RX DC | RX DC 2017 GRUND PLATINE | RX DC 2017 MAIN BOARD | PLATINE BASE RX DC 2017 | TARJETA BASE RX DC 2017 | PZ | 610
97661586 |  | SCHEDA TESTATA RX DC | RX DC KOPF PLATINE | RX DC HEAD BOARD | PLATINE TETE RX DC | TARJETA CABEZAL RX DC | PZ | 388
97661678 |  | SCH. INTERF.STRUM.ANALOG | ANALOG. INST.SCHNITTST.PLATINE | INTERFACE BOARD ANALOG INSTR. | CART. INTERF.INSTR.ANALOG | TARJ. INTERF.INSTRUM.ANALÓG | PZ | 134
97661697 |  | SCH. LIMIT. CORRENTE MONITOR | STROMBEGR.-PLATINE MONITOR | MONITOR POWER LIMITER BOARD | CARTE LIMIT. COURANT MONITEUR | TARJ LIMITAD. POTENCIA MONITOR | PZ | 55
97661756 |  | PALMARE VIOLA WIRELESS | WIRELESS VIOLETT PALM | WIRELESS PURLPLE HANDHELD | TELECOMMANDE VIOLET WIRELESS | MANDO CONTR. VIOLETA WIRELESS | PZ | 580
97661761 |  | PALMARE WIRED | WIRED PALM | WIRED HANDHELD | TELECOMMANDE WIRED | MANDO CONTROL WIRED | PZ | 455
97661792 |  | PALMARE GRIGIO WIRELESS | WIRELESS GRAU PALM | WIRELESS GREY HANDHELD | TELECOMMANDE GRIS WIRELESS | MANDO CONTR. GRIS WIRELESS | PZ | 565
97661813 |  | MANIPOLO EMS PIEZON NO PAIN | ZEG-HANDSTÜCK EMS PIEZ.NO PAIN | EMS PIEZON HANDPIECE NO PAIN | PAM EMS PIEZON NO PAIN | ULTRASONIDO EMS PIEZON NO PAIN | PZ | 880
97661814 |  | MANIPOLO EMS PIEZ. NO PAIN LED | ZEG-HANDST. EMS P.NO PAIN LED | EMS PIEZON HANDP. NO PAIN LED | PAM EMS PIEZON NO PAIN LED | ULTRAS. EMS PIEZON NO PAIN LED | PZ | 1390
97661817 |  | ALIMENTATORE DA PARETE SWITCH. | WAND. STROMVERSORG. SWITCH | WALL POWER SUPPLY SWITCH | ALIMENTATEUR MURAL SWITCH | ALIMENTADEUR DE PARED SWITCH | PZ | 62
97661818 |  | KIT CONNETT. MASCHIO INGRESSO | EINGANG STECKERKIT | IN MALE CONNECTION KIT | KIT CONNECTEUR MALE ENTREE | KIT CONECTOR MACHO ENTRADA | PZ | 15.5
97661821 |  | ALIMENTATORE MEAN WELL | STROMVERS. MEAN WELL | MEAN WELL POWER SUPPLY | ALIMENTATEUR MEAN WELL | ALIMENTADOR MEAN WELL | PZ | 32.5
97661874 |  | SCHEDA VRP TAV. MEDICO | VRP INSTRUMENT.TISCH PLATINE | VRP INSTRUMENTS TABLE BOARD | PLATINE VRP TABL.PRATICIEN | TARJETA VRP BANDEJA DOCT. | PZ | 392
97661882 |  | SCHEDA ALIM. ZEN-XI | ZEN-XI VERSORGUNG PLATINE | ZEN-XI POWER SUPPLY BOARD | PLATINE ALIM. ZEN-XI | TARJETA DE ALIMENTACION ZEN-XI | PZ | 70
97661901 |  | SCHEDA VRP APEX LOCATOR | VRP APEX LOCATOR PLATINE | VRP APEX LOCATOR BOARD | PLATINE VRP APEX LOCATOR | TARJETA VRP APEX LOCATOR | PZ | 297
97661902 |  | SCHEDA VRP CANISTER CATTANI | PLATINE KANISTER CATTANI | CATTANI CANISTER BOARD | CARTE VRP CANISTER CATTANI | TARJETA CANISTER CATTANI | PZ | 58.5
97661903 |  | SCHEDA VRP IGIENE | VRP HYGIENE PLATINE | VRP HYGIENE BOARD | PLATINE VRP HYGIENE | TARJETA VRP HIGIENE | PZ | 96
97661905 |  | SCHEDA MOVIMENTI EXTRA POLTR | VRP-PLATINE EXTRA-BEWEGUNGEN | EXTRA MOVEMENTS VRP BOARD | PLATINE VRP MOUV. EXTRA | TARJETA VRP MOV. EXTRA | PZ | 181
97661906 |  | SCHEDA VRP TASTI CAPACITIVI | VRP PLAT. KAPAZIT. TASTEN | VRP BOARD CAPACITIVE BUTTONS | PLATINE VRP BOUTONS CAPACITIFS | TARJETA VRP TECLA CAPACIDAD | PZ | 14
97661907 |  | SCHEDA VRP TAV. ASSISTENTE | VRP HELFERIN MODULPLATINE | VRP ASSISTANT MODULE BOARD | PLATINE VRP TABL.ASSISTANTE | TARJETA VRP BANDEJA ASISTENTE | PZ | 135
97661932 |  | SCHEDA VRP LAMPADA VENUS PLUS | VENUS PLUS LAMPE VRP PLATINE | PLUS VENUS LAMP VRP BOARD | PLATINE VRP LAMPE VENUS PLUS | TARJETA VRP LAMPARA VENUS PLUS | PZ | 99
97661933 |  | SCHEDA VRP PEDALE MULTISTAND. | MULTISTAND. VRP FUSSAN.PLATINE | MULTISTAND. VRP PEDAL BOARD | PLATINE VRP PEDALE MULTISTAND. | TARJETA VRP PEDAL MULTISTAND. | PZ | 67
97661934 |  | SCHEDA VRP PEDALE POWER | VRP POWER FUSSANLASSER PLATINE | VRP POWER PEDAL BOARD | PLATINE VRP PEDALE POWER | TARJETA VRP PEDAL POWER | PZ | 75
97661955 |  | SCHEDA VRP LAMP VENUS LED MCT | VRP VENUS LED LAMPE MCT PLAT. | VRP VENUS LED LAMP MCT BOARD | PLATIN.VRP LAMPE VENUS LED MCT | TARJETA VRP LAMP.VENUS LED MCT | PZ | 128
97661990 |  | SCHEDA CONTROLLO ABLATORE | ZEG-KONTROLLPLATINE | SCALER CONTROL BOARD | CARTE CONTRÔLE DÉTARTREUR | TARJETA CONTROL ULTRASONIDO | PZ | 1300
97662011 | (**) | SENSORE DUMMY CMOS USB SIZE 1 | SCHEINSENSOR CMOS USB SIZE 1 | DUMMY CMOS USB SIZE 1 SENSOR | CAPTEUR DUMMY CMOS USB SIZE 1 | SENSOR DUMMY CMOS USB SIZE 1 | PZ | 206
97662012 | (**) | SENSORE DUMMY CMOS USB SIZE 2 | SCHEINSENSOR CMOS USB SIZE 2 | DUMMY CMOS USB SIZE 2 SENSOR | CAPTEUR DUMMY CMOS USB SIZE 2 | SENSOR DUMMY CMOS USB SIZE 2 | PZ | 206
97662067 |  | SCHEDA TASTO LAMPADA | LAMPE TASTE PLATINE | LAMP BUTTON BOARD | PLATINE BOUTON LAMPE | TARJETA BOTON LAMPARA | PZ | 6.4
97662068 |  | SCHEDA POTENZIOMETRO LAMPADA | PLATINE POTENTIOMETER LAMPE | LAMP POTENTIOMETER BOARD | PLATINE POTENT.LAMPE | TARJETA POTENC. LAMPARA | PZ | 25
97662069 |  | SCHEDA TEMP COLORE LAMPADA | LAMPE FARBETEMPERATUR PLATINE | LAMP COLOUR TEMPER BOARD | PLAT.TEMP COULEUR LAMPE | TARJETA TEMP. COLOR LAMPARA | PZ | 18.5
97662100 |  | GR CONS FULL TOUCH MULTIM CONT | CONT MULTIM FULL TOUCH KONS GR | CONT MULTIM FULL TOUCH CONS GR | ENS CONS FULL TOUCH MULT CONT | GR CONS FULL TOUCH MULT CONT | PZ | 1010
97662112 |  | SCHEDA VRP SELEZIONE STRUMENTI | PLATINE INSTRUM.WAHL | INSTRUMENT SELECTION BOARD | CARTE VRP SÉLECTION INSTRUM | TARJETA SELECCIÓN INSTRUMENTOS | PZ | 24
97662160 |  | SCHEDA CABLATA RA - PR PEDALE | RA-PR FUSSP. VERKAB. PLATINE | WIRED BOARD RA - PR FOOT CONTR | PLATINE CABL. RA - PR PEDALE | TARJETA CABL. RA - PR PEDAL | PZ | 7.3
97662174 |  | SONDA DI LIVELLO NC CAVO XL | NIVEAUSONDE NC KABEL XL | XL CABLE NC LEVEL PROBE | SONDE DE NIVEAU NC CABLE XL | SONDA DE NIVEL NC CABLE XL | PZ | 29
97662189 |  | SCHEDA PULSANTE PEDALE | FUSSP. SCHALTER PLATINE | FOOT CONTROL BUTTON BOARD | PLATINE INTERR. PEDALE | TARJETA INTERR. PEDAL | PZ | 25
97662198 |  | TOUCH PANEL CONSOLLE INTERNAT | TOUCH PANEL BED.KONS. INTERNAT | INTERNAT. CONSOLLE TOUCH PANEL | PANNEAU TOUCH CONSOLLE INTERN. | PANEL TOUCH CONSOLA INTERN. | PZ | 545
97662199 |  | GR CONS FULL TOUCH MULTIM INT | INT MULTIM FULL TOUCH KONS GR | INT MULTIM FULL TOUCH CONS GR | ENS CONS FULL TOUCH MULTIM INT | GR CONS FULL TOUCH MULTIM INT | PZ | 1020
97662242 |  | GR CONS FULL TOUCH CLINIC CONT | CONT CLINIC FULL TOUCH KONS GR | CONT CLINIC FULL TOUCH CONS GR | GR.CONS FULL TOUCH CLINIC CONT | GR.CONS FULL TOUCH CLINIC CONT | PZ | 450
97662243 |  | GR CONS TOUCH CONT DIGIT | DIGIT CONT TOUCH KONS GR. | DIGIT CONT TOUCH CONS GR. | ENS.CONS. TOUCH CONT. DIGIT | JUNTO CONS.TOUCH CONT. DIGIT | PZ | 258
97662244 |  | GR CONS TOUCH CONT LCD | LCD CONT TOUCH KONS GR. | LCD CONT TOUCH CONS GR. | ENS. CONS. TOUCH CONT. LCD | JUNTO CONS. TOUCH CONT. LCD | PZ | 309
97662245 |  | GR CONS TUOCH L2 CONT REV SW | GR. KONS. TOUCH L2 CONT REV SW | SW REV CONT L2 TOUCH CONS GR. | GR.CONS.TOUCH L2 CON.REV. SW | GR.CONS.TOUCH L2 CON.REV. SW | PZ | 379
97662246 |  | GR CONS TOUCH CONT DIGIT | GR. DIGIT. KONSOLE TOUCH CONT | DIGIT CONT TOUCH CONS GR | ENS.CONS.TOUCH CONT. DIGIT | JUNTO CONS.TOUCH CONT. DIGIT | PZ | 258
97662250 |  | SCHEDA ALIMENTATORE + INVERTER | VERSORGUNGSPLATINE + INVERTER | POWER SUPPLY BOARD+ INVERTER | PLATINE ALIMENTAT.+ CONVERTIS. | TARJETA ALIMEN. + INVERTIDOR | PZ | 520
97662255 |  | SCHEDA VRP LAMP VENUS LED SCT | VRP-PLATINE VEN.LED LAMPE SCT | SCT LED VENUS LAMP VRP BOARD | PLAT. VRP LAMPE VENUS LED SCT | TARJ. VRP LAMP. VENUS LED SCT | PZ | 120
97662270 |  | SCHEDA LED RGB AUTOCLAVE | PLATINE LED RGB AUTOKLAV | AUTOCLAVE RGB LED BOARD | PLATINE LED RGB AUTOCLAVE | TARJETA LED RGB AUTOCLAVE | PZ | 65
97662286 |  | GR CONS TOUCH INT DIGIT | DIGIT INT TOUCH KONS GR. | DIGIT INT TOUCH CONS GR. | ENS.CONS. TOUCH INT. DIGIT | JUNTO CONS. TOUCH INT. DIGIT | PZ | 312
97662287 |  | GR CONS TOUCH INT LCD | LCD INT TOUCH KONS GR. | LCD INT TOUCH CONS GR. | ENS. CONS. TOUCH INT. LCD | JUNTO CONS. TOUCH INT. LCD | PZ | 342
97662289 |  | GR CONS TOUCH INT LCD | GR. KONSOLE TOUCH INT LCD | LCD INT TOUCH CONS GR. | ENS. CONS. TOUCH INT. LCD | JUN. CONS. TOUCH INT. LCD | PZ | 342
97662290 |  | GR CONS FULL TOUCH CLINIC INT | INT CLINIC FULL TOUCH KONS. GR | INT CLINIC FULL TOUCH CONS. GR | ENS CONS FULL TOUCH CLINIC INT | GR CONS FULL TOUCH CLINIC INT | PZ | 505
97662291 |  | SCHEDA CONSOLLE ASSIST ORTHO | ORTHO HELFERIN KONSOLE PLAT. | ORTHO ASSIST CONSOLLE BOARD | PLAT. CONSOLLE ASSIST OTRHO | TARJ. CONSOLA ASIST ORTHO | PZ | 112
97662305 |  | SCHEDA SEZ ELETTR CART | PLATINE STROMTRENNUNG CART | CART ELECTR. SECTION. BOARD | PLATINE SEC.ELECTR. CART. | TARJETA SEC.ELECTR.CART. | PZ | 27.5
97662417 | #2 | BATTERIA 3,6V - 3350 MAH | 3,6V - 3350 MAH BATTERIE | BATTERY 3,6V - 3350 MAH | BATTERIE 3,6V - 3350 MAH | BATERIA 3,6V - 3350 MAH | PZ | 93.5
97662420 |  | SCHEDA VRP PEDALE POWER WL | PLATINE PEDAL POWER WL | POWER WL PEDAL VRP BOARD | TARJETA VRP PEDALE POWER WL | PLATINE VRP PEDAL POWER WL | PZ | 125
97662423 | (**) | STRUMENTO CONDUCIBILITA ACQUA | INSTRUMENT WASSERLEITFÄHIGKEIT | WATER CONDUCTIVITY TOOL | INSTR. CONDUCTIBILITE EAU | INSTR. CONDUCTIBILIDAD AGUA | PZ | 165
97662424 |  | SENSORE DI LIVELLO | STANDSENSOR | LEVEL SENSOR | CAPTEUR DE NIVEAU | CAPTADOR DE NIVEL | PZ | 20.5
97662540 |  | SCHEDA ALIMENTATORE SWITCHING | PLATINE NETZGERÄT SWITCHING | SWITCHING POW SUPPL BOARD | PLATINE ALIM.SWITCHING | TARJETA ALIM.SWITCHING | PZ | 60
97662597 |  | SCHEDA INTERFACCIA PULSANT LAT | PLAT.SCHNITTST. SE. DR.KN.T. | LATERAL PUSHBUT INTERF BOARD | PLATINE INTERFACE CLAVIER COTE | TARJETA INTERF. BOTONERA LADO | PZ | 32.5
97662604 |  | ALIMENTATORE AC-DC 36W | AC/DC 36W VORSCHALTGERAET | AC/DC 36W CHARGER | ALIMENTATION AC/DC 36W | ALIMENTACION AC/DC 36W | PZ | 590
97662612 |  | ALIMENTATORE 180W NOTEBOOK | 180W NOTEBOOK VORSCHALTG. | NOTEBOOK 180W CHARGER | ALIMENT. 180W NOTEBOOK | ALIMENT. 180W NOTEBOOK | PZ | 97
97662641 |  | SCHEDA LAVAMANIPOLI | PLATINE HANDSTÜCKWASCHVORR. | HANDPIECES WASHER BOARD | PLAT. LAVE PIECES A MAIN | TARJ. LAVA PIEZAS DE MANO | PZ | 282
97662646 |  | SCHEDA TESTATA RX DC | PLATINE RÖNTGENKOPF DC | RX DC HEAD BOARD | PLATINE TETE RX DC | TARJETA CABEZA RX DC | PZ | 350
97662649 |  | ALIMENTATORE AC/DC C. 24V 40W | NETZGERÄT AC/DC C. 24V 40W | AC/DC C. 24V 40W POWER SUPPLY | ALIM. AC7DC C.24V 40W | ALIM. AC7DC C.24V 40W | PZ | 67.5
97662650 |  | PALMARE VIOLA WIRELESS | VIOLET WIRELESS PALM | WIRELESS PURPLE HANDHELD | TELECOMMANDE VIOLET WIRELESS | PALMAR VIOLETA INALAMBRICO | PZ | 540
97662651 |  | PALMARE GRIGIO WIRELESS | WIRELESS GREY PALM | WIRELESS GREY HANDHELD | TELECOMMANDE WIRELESS GRIS | PALMAR GRIS INALAMBRICO | PZ | 520
97662671 |  | SCHEDA REPEATER TELECAMERA | PLATINE REPEATER KAMERA | CAMERA REPEATER BOARD | CARTE REPEATER CAMÉRA | TARJETA REPEATER CÁMARA | PZ | 71.5
97662676 |  | SCHEDA APPLICAZIONI | ANWENDUNGENPLATINE | APPLICATIONS BOARD | PLATINES APPLICATIONS | TARJETA APLICACIONES | PZ | 84
97662677 |  | SCHEDA LED ANELLO BRACCIO | PLATINE ARMRING-LED | ARM RING LED BOARD | PLATINE LED ANNEAU BRAS | TARJETA LED ANILLO BRAZO | PZ | 84
97662678 |  | SCHEDA LED ANELLO BACINELLA | PLATINE BECKENRING-LED | CUSPIDOR RING LED BOARD | PLATINE LED ANNEAU CRACHOIR | TARJETA LED ANILLO ESCUPIDERA | PZ | 137
97662704 |  | USB DONGLE | USB DONGLE | USB DONGLE | USB DONGLE | USB DONGLE | PZ | 2000
97662717 |  | SCHEDA MULTIMEDIA 2023 | MULTIMEDIA-PLATINE 2023 | 2023 MULTIMEDIA BOARD | PLATINE MULTIMEDIA 2023 | TARJETA MULTIMEDIA 2023 | PZ | 675
97662720 |  | GR SCHEDA COMANDI VOCALI | GR. SPRACHSTEUERUNGSPLATINE | VOICE COMMANDS BOARD UNIT | GR. PLATINE COMM. VOCALE | GR. TARJETA MANDOS VOCALES | PZ | 298
97662725 |  | GR CONS CLINIC CONT 2023 | GR KONS CLINIC CONT 2023 | 2023 CONT CLINIC CONS UNIT | GR. CONS CLINIC CONT 2023 | GR. CONS CLINIC CONT 2023 | PZ | 615
97662726 |  | GR CONS CLINIC INT 2023 | GR. KONS CLINIC INT 2023 | 2023 INT CLINIC CONS UNIT | GR. CONS CLINIC INT 2023 | GR. CONS CLINIC INT 2023 | PZ | 655
97662727 |  | GR CONS MULTIMEDIA CONT 2023 | GR. MULTIMEDIA-KONS. CONT 2023 | 2023 CONT MULTIMEDIA CONS UNIT | GR. CONS.MULTIMEDIA CONT 2023 | GR. CONS.MULTIMEDIA CONT 2023 | PZ | 1180
97662728 |  | GR CONS MULTIMEDIA INT 2023 | GR. MULTIMEDIA-KONS. INT 2023 | 2023 INT MULTIMEDIA CONS UNIT | GR. CONS. MULTIMEDIA INT 2023 | GR. CONS. MULTIMEDIA INT 2023 | PZ | 1240
97662729 |  | SCHEDA SLIDE-SIDE | SLIDE-SIDE-PLATINE | SLIDE-SIDE BOARD | PLATINE SLIDE-SIDE | TARJETA SLIDE-SIDE | PZ | 82.5
97662730 |  | SCHEDA POTENZIOMETRO LAMPADA | LAMPE POTENTIOMETER PLATINE | LAMP POTENTIOMETER BOARD | CARTE POTENT. LAMPE | TARJETA POTENC. LAMPARA | PZ | 40
97662817 |  | FILTRO DI TERRA ATTENUAZ >40DB | ERDUNGSFILTER ABSCHW. >40DB | GROUND FILTER SOFTENING >40DB | FILTRE DE SOL ATTÉNUAT >40DB | FILTRO DE TIERRA ATENUAC >40DB | PZ | 565
97662821 |  | ALIMENTATORE ESTERNO 220V AC | NETZGERÄT EXTERN 220V AC | EXT. POWER SUPPLY UNIT 220V AC | ALIMENTATEUR EXTERNE 220V CA | ALIMENTADOR EXTERNO 220V AC | PZ | 109
97662822 |  | KIT ADATTATORE AU/EU/UK/SAA UL | KIT ADPATER AU/EU/UK/SAA UL | AU/EU/UK/SAA UL ADAPTER KIT | KIT ADAPTATEUR AU/EU/UK/SAA UL | KIT ADAPTADOR AU/EU/UK/SAA UL | PZ | 49.5
97662836 |  | SCHEDA POLTRONA AC+DC 2023 | STUHLPLATINE AC+DC 2023 | AC+DC CHAIR BOARD 2023 | PLATINE FAUT. AC+DC 2023 | TARJETA SILLON AC+DC 2023 | PZ | 460
97662837 |  | SCHEDA IDRICO | WASSEREINHEIT PLATINE | HYDROGROUP BOARD | PLATINE HYDRIQUE | TARJETA HIDRICO | PZ | 249
97662838 |  | SCHEDA IDRICO ORTHO 2023 | WASSEREINHEIT PLATINE ORTHO 20 | HYDROGROUP BOARD ORTHO 2023 | PLATINE HYDRIQUE ORTHO 2023 | TARJ- HIDRICO ORTHO 2023 | PZ | 402
97668045 |  | SENSORE LIV SERBATOIO CARICO | FÜLLSTANDSENSOR FÜLLBEHÄLTER | FILL.TANK LEVEL SENSOR | CAPTEUR NIV.REMPLISS.RESERVOIR | SENSOR NIV TANQUE CARGA | PZ | 33
97668046 |  | SENSORE LIV SERBATOIO SCARICO | FÜLLSTANDS. ABLASSBEHÄLTER | DISCHARGE TANK LEVEL SENSOR | CAPTEUR NIV. RESERV. EVACUATIO | SENSOR NIV TANQUE DESCARGA | PZ | 37.5
97668048 |  | SENSORE CONDUCIBILITA | LEITFÄHIGKEITSSENSOR | CONDUCTIVITY SENSOR | CAPTEUR DE CONDUCTIVITÉ | SENSOR CONDUCTIBILIDAD | PZ | 239
97668074 |  | PEN DRIVE USB 1GB | USB PEN DRIVE 1 GB | 1GB USB PEN DRIVE | CLÉ USB 1 GB | PEN DRIVE USB 1GB | PZ | 35.5
97668101 |  | SCHEDA BASE TROLL STEP 2 | GRUNDKARTE | BASE BOARD | PLATINE PRINCIPALE | TARJETA BASE | PZ | 950
97668102 |  | SCHEDA FILTRO 115/230V 15A | FILTERKARTE 115/230V 15A | FILTER BOARD 115/230V 15A | CARTE FILTRE 115/230V 15A | TARJETA FILTRO 115/230V 15A | PZ | 66.5
97668103 |  | SCHEDA ALIMENTATORE STAMPANTE | STROMVERSORGUNGSKARTE | POWER SUPPLY BOARD | CARTE ALIMENTATION | TARJETA ALIMENTADOR | PZ | 70
97668113 |  | STAMPANTE TERMICA | THERMODRUCKER | THERMAL PRINTER | IMPRIMANTE THERMIQUE | IMPRESORA TERMICA | PZ | 325
97668115 |  | SCHERMO LCD - SFONDO BLU | LCD 4 ZEILEN 20 ZEICHEN | 4-LINE 20-CHAR. LCD | LCD 4 LIGNES 20 CARACTÈRES | LCD 4 LINEAS 20 CARACTER. | PZ | 84.5
97668116 |  | SCHEDA INTERFACCIA USB | USB-SCHNITTSTELLENKARTE | USB INTERFACE BOARD | CARTE INTERFACE USB | TARJETA INTERFAZ USB | PZ | 126
97668124 |  | SCHEDA MADRE ELETTRONICA | HAUPTPLATINE | ELECTRONIC MOTHER BOARD | PLATINE PRINCIPALE | CIRCUITO EL. PRINCIPAL | PZ | 1610
97668127 |  | MORSETTO TARATURA SONDE | KLEMME SONDEN EICHEN | PROBE CALIBRATION TERMINAL | BORNE ÉTALONNAGE SONDES | BORNE CALIBRADO SONDAS | PZ | 237
97668131 |  | SCHEDA PULSANTIERA LCD 010006 | PLATINE LCD-TASTENFELD 010006 | LCD BUTTON PAD BOARD 010006 | PLATINE CLAVIER LCD 010006 | CIRCUITO BOTONERA LCD 010006 | PZ | 540
97668134 |  | SCHEDA USB | USB-KARTE | USB BOARD | CARTE USB | TARJETA USB | PZ | 23.5
97668136 |  | MICROINTERRUTT.D3V-013-1C23 | MIKROSCHALTER D3V-013-1C23 | D3V-013-1C23 MICROSWITCH | MICROCONTACT D3V-013-1C23 | MICROINTERRUPT D3V-013-1C23 | PZ | 3.1
97668137 |  | MICROINTERRUTT.D3V-015-1C23 | MIKROSCHALTER D3V-015-1C23 | D3V-015-1C23 MICROSWITCH | MICROCONTACT D3V-015-1C23 | MICROINTERRUPT D3V-015-1C23 | PZ | 3.3
97668139 |  | SENSORE PT1000 GEN. VAPORE | SENSOR PT1000 DAMPFGEN. | PT1000 STEAM GEN. SENSOR | CAPTEUR PT1000 GÉN. VAPEUR | SENSOR PT1000 GEN VAPOR | PZ | 59
97668143 |  | SCHEDA BASE SOTTOMONTATA | UNTEN MONT. HAUPTPLATINE | SUB-MOUNTED BASE BOARD | PLATINE BASE SOUS-MONTEE | CIRCUITO BASE SUB-MONTADO | PZ | 490
97668144 |  | SCHEDA CONTROLLO ULTRASUONI | ULTRASCHALL-STEUERPLATINE | ULTRASOUND CONTROL BOARD | CARTE CONTRÔLE ULTRASONS | TARJETA CONTROL ULTRASONIDOS | PZ | 498
97668145 |  | SCHEDA DRIVER RISCALDAT. ARIA | LUFTHEIZUNG DRIVER PLATINE | AIR HEATER DRIVER BOARD | PLAT.DRIVER RECHAUFFEUR AIRE | TARJ. CONDUCTOR AIRE CALIENTE | PZ | 50
97668146 |  | SCHEDA SENSORE DI LIVELLO | PLATINE FÜLLSTANDSENSOR | LEVER SENSOR BOARD | CARTE CAPTEUR DE NIVEAU | TARJETA SENSOR DE NIVEL | PZ | 115
97668148 |  | SCHEDA TERMODISINFETTORE | PLATINE THERMODESINFEKTOR | THERMODISINF.BOARD | CARTE THERMO-DÉSINFECTEUR | TARJETA TERMODESINFECTOR | PZ | 525
97668153 |  | SCHEDA CONTROL DSC MMOTOR 2015 | PLATINE KONTROLLE DSC MMOTOR 2 | CONTROL DISC MM 2015 BOARD | PLAT.CONTROL DSC MM 2015 | TARJ CONTROL DSC MMOTOR 2015 | PZ | 230
97668154 |  | PANNELLO COMANDI 2013 | BEDIENPANEL 2013 | 2013 CONTROL PANEL | PANNEAU DE CONTRÔLE 2013 | PANEL MANDOS 2013 | PZ | 1380
97668155 |  | SONDA DI TEMPERATURA DOPPIA | TEMPERATURSONDE DOPPELVERS. | DOUBLE TEMPERATURE PROBE | SONDE DE TEMPÉRATURE DOUBLE | SONDA DE TEMPERATURA DOBLE | PZ | 148
97668162 |  | USB PEN 2.0 8GB | USB-STICK 2.0 8GB | USB PEN 4GB | CLÉ USB 2.0 8GB | MEMORIA USB 2.0 8 GB | PZ | 14
97668164 |  | SCHEDA CONTROLLO COMP.115V H3 | KONTR.PLATINE COMP. 115V H3 | CONTROL BOARD COMP.115V H3 | PLAT.CONTR.COMP.115V H3 | TARJETA CONTROL COMP. 115V H3 | PZ | 279
97668165 |  | SCHEDA CONTROLLO COMP.115V H6 | KONTR.PLATINE COMP. 115V H6 | CONTROL BOARD COMP.115V H6 | PLAT.CONTR.COMP.115V H6 | TARJETA CONTROL COMP. 115V H6 | PZ | 346
97668166 |  | SCHEDA CONTROLLO COMP.230V H6 | KONTR.PLATINE COMP. 230V H6 | CONTROL BOARD COMP.230V H6 | PLAT.CONTR.COMP.230V H6 | TARJETA CONTROL COMP. 230V H6 | PZ | 346
97668167 |  | SCHEDA CONTROLLO COMP.230V H3 | KONTR.PLATINE COMP. 230V H3 | CONTROL BOARD COMP.230V H3 | PLAT.CONTR.COMP.230V H3 | TARJETA CONTROL COMP. 230V H3 | PZ | 279
97668168 |  | SCHEDA FILTRO RFI CONN.115V H3 | RFI FILTERPLAT. VERB. 115V H3 | RFI FILTER BOARD CONN.115V H3 | PLAT.FILTRE RFI CONN.115V H3 | TARJETA FILTRO RFI CONN. 115V | PZ | 109
97668169 |  | SCHEDA FILTRO RFI CONN.115V H6 | RFI FILTERPLAT. VERB. 115V H6 | RFI FILTER BOARD CONN.115V H6 | PLAT.FILTRE RFI CONN.115V H6 | TARJETA FILTRO RFI CONN. 115V | PZ | 109
97668170 |  | FILTRO RFI-CONN. ALIM. 230V | RFI FILTER VERB. ERNAEH. 230V | RFI FILTER-CONN. ALIM. 230V | FILTRE RFI-CONN ALIM.230V | FILTRO RFI-CONN. ALIMENT. 230V | PZ | 118
97668171 |  | SONDA PT1000 D.4X50 (PT3) | PROBE PT1000 D.4X50 (PT3) | PT1000 D.4X50 (PT3) PROBE | SONDE PT1000 D.4X50 (PT3) | SONDA PT1000 D.4X50 (PT3) | PZ | 61
97668172 |  | SCHEDA DI PROCESSO | AUTOKLAVEN PROZESS-PLATINE | AUTOCLAVE PROCESS BOARD | CARTE PROCESSUS AUTOCLAVE | TARJETA PROCESO AUTOCLAVE | PZ | 491
97668173 |  | PANNELLO TOUCH FULL 7'' | TOUCH FULL-PANEL 7'' | FULL 7'' TOUCH PANEL | PANNEAU TOUCH FULL 7'' | PANEL TOUCH FULL 7'' | PZ | 520
97668176 |  | SCHEDA NFC | PLATINE NFC | NFC BOARD | PLATINE NFC | TARJETA NFC | PZ | 98
97668177 |  | SCHEDA DI PROCESSO | AUTOKLAVEN PROZESS-PLATINE | AUTOCLAVE PROCESS BOARD | CARTE PROCESSUS AUTOCLAVE | TARJETA PROCESO AUTOCLAVE | PZ | 535
97668178 |  | SCHEDA CONSOLLE | KONSOLE PLATINE | CONSOLE BOARD | PLATINE CONSOLE | TARJETA CONSOLA | PZ | 464
97668179 |  | STAMPANTE CUSTOM | DRUCKER CUSTOM | CUSTOM PRINTER | IMPRIMANTE CUSTOM | IMPRESORA CUSTOM | PZ | 398
97668182 |  | FLAT DISPLAY SUPREME 50P | FLAT DISPLAY SUPREME 50P | 50P SUPREME FLAT DISPLAY | DISPLAY FLAT SUPREME 50P | DISPLAY FLAT SUPREME 50P | PZ | 7.9
97668184 |  | GR CAVO+ALTOPARLANTE | GR. KABEL+LAUTSPRECHER | CABLE + SPEAKER GR. | GR.CABLE + HAUT-PARLER | GR. CABLE + ALTAVOZ | PZ | 16.5
97668188 |  | SONDA DI CONDUCIBILITÀ | LEITFÄHIGKEITSSONDE | CONDUCTIVITY PROBE | CAPTEUR DE CONDUCTIVITE | CAPTADOR DE CONDUCTIVIDAD | PZ | 146
97668189 | (*) | TESSERA TAG NFC | KARTE TAG NFC | NFC TAG CARD | CARTE TAG NFC | TARJETA TAG NFC | PZ | 16
97674800 |  | INSERTO PIEZON TIPO A | EINSATZ PIEZON TYP A | PIEZON INSERT TYPE A | INSERT PIEZON TYPE A | APLICACION PIEZON TIPO A | PZ | 147
97690000 |  | SCHEDA SEZ. ELETTR. CART | PLATINE STROMTRENNUNG CART | CART ELECT.SECT. BOARD | CARTE SECT. ÉLECTR. CART | TARJETA SEC. ELÉCTR. CART | PZ | 65.5
97700391 |  | FOTOCELLULA A RIFRAZIONE | FOTOZELLE MIT REFRAKTIONS. | REFRACTION PHOTOCELL | PHOTOCELLULE DE RÉFRACTION | FOTOCÉLULA DE REFRACCIÓN | PZ | 40
97710125 |  | LAMPADA ALOG 12V 5W PHILIPS | RONTGENBILDBETRAG.LAMPE | NEGATOSCOPE LAMP | LAMPE NEGATOSCOPE 12V 5W | BOMBILLA NEGAT 12V 5W | PZ | 13.5
97710135 |  | LAMPADINA 95W 17V | BIRNE 95W 17V | LAMP BULB 95W 17V | AMPOULE 95W 17V | BOMBILLA LAM. 95W 17V | PZ | 17
97710138 |  | GRUPPO VENTILATORE | GR.LUEFTER DER LUX LAMPE | GR.FAN OF LUX LAMP | GR.VENTILATEUR LAMPE LUX | GRUPO VENTILADOR | PZ | 161
97710144 |  | KIT MANIGLIE LATERALI AUTOCLAV | AUTOKLAV. SEITENHANDGRIFF KIT | AUTOCLAV. SIDE HANDLES KIT | KIT POIGNEES LATERALES AUTOCL | KIT POMOS LATERALES AUTOCLAVE | PZ | 334
97710154 |  | LAMPADA 12V 50W GY6,35 | LAMPE 12V 50W | LAMP 12V 50W | LAMPE 12V 50W GY6,35 | LAMPARA 12 V 50 W GY 6,35 | PZ | 3.3
97710187 |  | GR INTERRUTTORE ALYA | GR. SCHALTER ALYA | ALYA SWITCH GR | GR. INTERRUPTEUR ALYA | GR INTERRUPTOR ALYA | PZ | 520
97710196 |  | LAMPADA PER NEGATOSC. PANORAM. | LAMPE F. PANOR. RÖNTGEN.B. | OVERVIEW NEGATOSCOPE LAMP | LAMPE POUR NÉGATOSC. PANORAM. | LÁMPARA PARA NEGATOSC. PANORÁM | PZ | 24.5
97710197 |  | SWITCH ON-OFF NEGAT. PANORAM. | SWITCH ON-OFF RÖNT.B. PANORAM. | PAN. X-RAY VIEW. ON-OFF SWITCH | SWITCH ON-OFF NÉGAT. PANORAM. | SWITCH ON-OFF NEGAT. PANORÁM. | PZ | 2.8
97710198 |  | SCHEDA INVERTER NEGAT.PANORAM. | INVERTER-PLAT. RÖNTG.PANORAM. | PANOR.NEGAT.INVERTER BOARD | CARTE INVERSEUR NÉGAT.PANORAM. | TARJETA CONVERT.NEGAT.PANORÁM. | PZ | 24.5
97710205 |  | LAMPADA X SIRINGA F.O. | LAMPE F- SPRITZE F.O. | SYRINGE LIGHT F.O. | LAMPE POUR SERINGUE F.O. | LUZ JERINGA F.O. | PZ | 44
97710206 |  | INDICATORE SPIA SALE | SALZKONTROLLLEUCHTE | SALT - LED INDICATOR | INDICATEUR TEMOIN SEL | INDICADOR LUZ SAL | PZ | 16.5
97710209 |  | NEGATIVOSCOPIO 12 VDC 2021 | RÖNTGENB.BETR. 12 VDC 2021 | X-RAY VIEWER 12 VDC 2021 | NÉGATOSCOPE 12 VCC 2021 | NEGATOSCOPIO 12 VDC 2021 | PZ | 290
97720120 |  | EV 3/2 NC D=1.2 24VCC | 3 WEGE ELEKTROMAGNETVENTILE | 3 WAYS SOLENOID VALVE | ELECTROV. 3/2 NC D=1.2 24VCC | EV 3/2 NC D=1,2 24VCC | PZ | 78
97720121 |  | EV 3/2 NA D=1.2 24VCC | 3 WEGE ELEKTROMAGNETVENTILE | 3 WAYS SOLENOID VALVE | ELECTROVANNE 3 VOIES | EV 3/2 NA D=1,2 24VCC | PZ | 57
97720125 |  | EV 2/2 NC D=2.3 24VCC | ELEKTROMAGNETVENTILE | SOLENOID VALVE | ELECTROVANNE | EV 2/2 NC D=2,3 24VCC | PZ | 41.5
97720127 |  | EV ACQUA SPRAY | E-VENTIL SPRAY VALVE | WATER SPRAY VALVE | ELECTROVANNE SPRAY EAU | EV AGUA SPRAY | PZ | 69
97720140 |  | CONF. 10 SPINE BLOCC. DISTR. | VERP.A'10 KONTAKTST.VERT.BLOCK | 10 PINS PACK. DISTRIB BLOCK | CONDIN. 10 BROCES BLOC DISTRIB | ENVAS. 10 PATILLAS BLOQUEO DIS | PZ | 18.5
97720141 |  | CONF. 6 OR BLOCCH. DISTR. | 6-KONTAKSTIFT VERP. DISTRIB-BL | 6 PINS PACK. DISTRIB BLOCK | JEU DE 6 OR BLOC DE DISTRIB. | ENVAS. 6 PATILLAS BLOQUEO DIST | PZ | 15
97720142 |  | SPILLO + OR REG. ARIA MOTRICE | NADEL+O RING TRIEBLUFTREGELUNG | PIN+O RING MOTOR AIR REGULAT | EPINGLE+JOINT REG AIR MOTRICE | ALFILER+O RING REG AIRE MOTRIZ | PZ | 23.5
97720144 |  | CONF. 3 RACC. COLL. CORD. ST | 3 ROHRVERBIND VERPACK | 3 FITTINGS PACK | CONDIN. 3 RACCORD | ENVAS. 3 RACORS | PZ | 74
97720145 |  | KIT FISSAGGIO VALV. E RACC. | HALTERUNGSKIT VENTIL ROHRVERB | FIXING KIT VALV. FITTINGS | KIT SERRAGE VALV RACCORD | KIT FIJACION VALV RACOR | PZ | 39.5
97720146 |  | EV AIR COMPLETA | KOMPL. MAGNETVENTIL H20 AIR | COMPLETE EV H20 AIR | ELECTROV. EAU/AIR COMPLETE | ELECT. VALVUL AIRE COMPL | PZ | 72
97720147 |  | TAPPO CHIUSURA COMPLETO | KOMPL VERSCHLUSSKAPPE | COMPL HEAD CAP | CHAPEAU COMPL | TAPON CIERRE COMPL | PZ | 66
97720156 |  | CORPO BLOCCH. EV 2 ED. | BLOCKKOERPER MV 2 ED. | EV BLOCK MODULE 2 ED | MODULE BLOC ELECTROV. 2ED | MODULO BLOC ELECTROVA. EV 2 ED | PZ | 69
97720157 |  | EV ACQUA SPRAY 2 ED. | WASSER-EL.VENTIL | 2 ED. WATER SPRAY E.VALVE | ELECTROVANNE SPRAY EAU 2 ED | EL.VALVULA AGUA 2 ED. | PZ | 99
97720160 |  | VALVOLA ANELLO ARIA CENTRAL. | RINGKLAPPE ZENTRALLUFT | RING TUBE FOR CENTRAL AIR | VANNE ANNEAU AIR CENTRAL | VALVULA ANILLO AIRE CENTRAL | PZ | 217
97720183 |  | EV D3-KV0.27-8BAR-ZB12 | EV D3-KV0.27-8BAR-ZB12 | SV D3-KV0.27-8BAR-ZB12 | EV D3-KV0.27-8BAR-ZB12 | EV D3-KV0.27-8BAR-ZB12 | PZ | 70
97720184 |  | EV 3 VIE UN D=2.5 24VCC G1/4 | EV 3 WEGE UN D=2.5 24VCC G1/4 | 3-WAY SV UN D=2.5 24VDC G1/4 | EV 3 VOIES UN D=2.5 24VCC G1/4 | EV 3 VIAS UN D=2.5 24VCC G1/4 | PZ | 75
97720185 |  | EV 3 VIE UN D=3.5 24VCC G1/4 | EV 3 WEGE UN D=3.5 24VCC G1/4 | 3-WAY SV UN D=3.5 24VDC G1/4 | EV 3 VOIES UN D=3.5 24VCC G1/4 | EV 3 VIAS UN D=3.5 24VCC G1/4 | PZ | 76.5
97720193 |  | EV 2 VIE NC D=2.5 24VCC G1/8 | EV 2 WEGE NC D=2.5 24VCC G1/8 | 2-WAY SV NC D=2.5 24VDC G1/8 | EV 2 VOIES NF D=2.5 24VCC G1/8 | EV 2 VIAS NC D=2.5 24VCC G1/8 | PZ | 55
97720198 |  | ELETTROVALVOLA D.10 DOPPIA | MAGNETVENTIL D.10 DOPPELT | DOUBLE SOLENOID VALVE D.10 | ELECTROVANNE D.10 DOUBLE | ELCTROVALVULA D.10 DOBLE | PZ | 51.5
97720213 |  | BOBINA PER NA | SPULE FÜR NA (SCHLIESSER) | COIL FOR NA (NORMALLY OPEN) | BOBINE POUR NA (OUVRIR NORMALE | BOBINA PARA NA (NORMALMENTE AB | PZ | 30.5
97720214 |  | BOBINA | SPULE | SOLENOID | BOBINE | BOBINA | PZ | 31
97720215 |  | PORTAC+CURSORE EV1 | HALTER + EV1 CURSOR | HOLDER + EV1 CURSOR | PORTE CURSEUR + EV1 CURSEUR | PUERTA CURSOR + EV1 CURSOR | PZ | 116
97720216 |  | PORTAC+CURSORE EV2-EV3-EV5 | HALTER + CURSOR EV2-EV3-EV5 | HOLDER + CURSOR EV2-EV3-EV5 | PORTE + CURSEUR EV2-EV3-EV5 | PUERTA CURSOR + CURSOR EV2-EV3 | PZ | 85
97720217 |  | PORTAC+CURSORE 3 VIE EV4 | HALTER + 3-WEGE-CURSOR EV4 | HOLDER + 3-WAY CURSOR EV4 | PORTE + 3 VOIES CURSEUR EV4 | PUERTA CURSOR + 3 VÍAS CURSOR | PZ | 92
97720218 |  | ELETTROVALV DOPPIA DI CARICO | LADUNG DOPPELELEKTROVENTIL | DOUBLELOAD ELECTOVALVE | ÉLECTROVANNE DOUBLE DE REMPLIS | ELECTROVALVULA DOBLE DE CARGO | PZ | 86
97720219 |  | ELETTROVALVOLA ACQUA STOP | MAGNETVENTIL ACQUA STOP | STOP WATER SOLENOID VALVE | ÉLECTROVANNE ACQUA-STOP | ELECTROVÁLVULA ACQUASTOP | PZ | 128
97720220 |  | ELETTROV. DOPPIA 5,5/3 NRV | DOPP. MAGNETVENTIL 5.5 / 3 NRV | DOUBLE SOLENOID 5.5 / 3 NRV | ELECTROV. DOUBLE 5,5/3 NRV | ELECTROV. DOBLE 5,5/3 NRV | PZ | 44.5
97720221 |  | ELETTROV. SING. 5L PRF | MAGNETVENT. EINZ. 5L PRF | SINGLE SOLEN.VALVE 5L PRF | ÉLECTROV. SIMP. 5L PRF | ELECTROV. IND. 5L PRF | PZ | 19.5
97720222 |  | VALVOLA POMPA SCARICO | VENTIL ABFLUSSPUMPE | DRAIN PUMP VALVE | VANNE POMPE ÉVACUATION | VÁLVULA BOMBA DESAGÜE | PZ | 2.6
97720223 |  | GRUPPO VALVOLA DRYER | GRUPPE VENTIL DRYER | DRYER VALVE GR. | GROUPE VANNE DRYER | GRUPO VÁLVULA DRYER | PZ | 56
97720230 |  | MODULO EV DETART F.O. | MODUL MV ZAHNSTEINENTF LWL | O. F. SCALER EV MODULE | MODULE ÉV DÉTART F.O. | MÓDULO EV ULTRAS F.Ó. | PZ | 145
97720231 |  | KIT TESTATE MODULI EV | KOEPFE-KIT MV-MODULE | EV MODULES HEADS KIT | KIT TETE MODULES EV | KIT CABEZA MODULOS EV | PZ | 41
97720232 |  | RELÈ MONOSTABILE | RELE' MONO | MONOSTABLE RELAY | RELE' MONOSTABLE | RELE' MONOESTABLE | PZ | 23
97720233 |  | ELETTROVALVOLA 2/2 NC G1/8 | MAGNETVENTIL 2/2 NC G1/8 | 2/2 NC G1/8 SOLENOID VALVE | ELECTROVANNE 2/2 NC G1/8 | ELECTROVALV. 2/2 NC G1/8 | PZ | 25
97720234 |  | ELETTROVALVOLA 3/2 NC D1,1 | 3/2 NC D1,1 ELEKTROVENTIL | SOLENOID VALVE 3/2 NC D1,1 | ELECTROVANNE 3/2 NC D1,1 | ELECTROVALVULA 3/2 NC D1,1 | PZ | 44.5
97720235 |  | GR EV 3/2 NC EMERGENZA | NOTFALL EV 3/2 NC GR. | GR EV 3/2 NC EMERGENCY | GR. EV 3/2 NC EMERGENCE | GR. EV 3/2 NC EMERGENCIA | PZ | 69
97720236 |  | GR EV 3/2 NA FRENO | GR. MV 3/2 NA BREMSE | BRAKE NA 3/2 SOLENOIS VALVE GR | GR. EV 3/2 NA FREIN | GR. EV 3/2 NA FRENO | PZ | 51.5
97720237 |  | ELETTROVALVOLA 2/2 NC D1,6 PDV | 2/2 NC D1,6 PDV ELEKTROVENTIL | SOLENOID VALVE 2/2 NC D1,6 PDV | ELECTROVANNE 2/2NC D1,6 PDV | ELECTROVALVULA 2/2NC D1,6 PDV | PZ | 140
97720238 |  | ELETTROVALVOLA 2/2 NC D1,6 | ELEKTROVENTIL 2/2 NC D1,6 | ELECTROVALVE 2/2 NC D1,6 | ELECTROVANNE 2/2 NC D1,6 | ELECTROVALVULA 2/2 NC D1,6 | PZ | 72
97720239 |  | EV ACQUA LAVAGGIO ASPIRAZIONE | MV WASSER SPÜLUNG ABSAUG. | SUCTION WASHING SOLEN.VALVE | ÉV EAU LAVAGE ASPIRATION | EV AGUA LAVADO ASPIRACIÓN | PZ | 105
97720240 |  | EV DISINFETT. LAVAGGIO ASPIR. | MV DESINF. SPÜLUNG ABSAUGANL. | DISINFEC.SUCT.WASH.SOLEN.VALVE | ÉV DÉSINFECT. LAVAGE ASPIR. | EV DESINFECT. LAVADO ASPIR. | PZ | 93
97720241 |  | TAPPO ESCLUSORE PL000-TP | VERSCHL. SPERRHAHN PL000-TP | ISOLATING CAP PL000-TP | BOUCHON EXCL.PL000-TP | TAPA EXCL. PL000-TP | PZ | 3.9
97720242 |  | BLOCCHETTO DISTRIBUTORE 1 EV | VERTEILERBLOCK 1 MV | 1 EV DISPENDER SMALL BLOCK | BLOC DISTRIBUTEUR 1 EV | BLOQUE DISTRIBUDOR 1 EV | PZ | 117
97720243 |  | BLOCCHETTO DISTRIBUTORE 2 EV | 2 EV VERTEILERBLOCK | EV 2 DISTRIBUTOR SMALL BLOCK | BLOC DISTRIBUTION 2 EV | BLOC DISTRIBUCION 2 EV | PZ | 217
97720244 |  | TESTATA CHIUSURA MOD EV 3 ED | VERSCHL.KOPF MOD MV 3 ED | ED 3 EV MODULE CLOSURE HEAD | TETE CLOTURE MOD. EV 3 ED | CABEZA CIERRE MOD. EV 3 ED | PZ | 4.5
97720245 |  | EV 2/2 ACQUA-ARIA | WASSER-LUFT 2/2 ELEKTROVENTIL | AIR-WATER 2/2 VALVE | EV 2/2 EAU-AIR | ELECTROVALVULA 2/2 AGUA-AIRE | PZ | 53.5
97720249 |  | GR EV PROPORZIONALE 2/2 NC | 2/2 NC ANTEILMAESSIGE EV GR. | PROPORTIONAL VALVE GR 2/2 NC | GR.EV. PROPORTION. 2/2 NC | GR.EV. PROPORCIONAL 2/2NC | PZ | 211
97720252 |  | ELETT.SINGOLA 5.5 NRV | SING. SOLENOID 5.5 NRV | SINGLE SOLENOID 5.5 NRV | SOLENOIDE SING.5.5 NRV | ELETT. SING 5,5 NRV | PZ | 24.5
97720253 |  | ELETTROVALVOLA 3 VIE NC - M5 - | 3WEG NC-M5 ELEKTROVENTIL | 3 WAYS NC - M5 - SOLEN. VALVE | ELECTROVANNE 3 VOIES NC - M5 - | ELECTROVALVULA 3 VIAS - M5 - | PZ | 55
97720254 |  | EV PROPORZIONALE TT | PROPORTIONAL MV TT | PROPORTIONAL EV TT | EV PROPORTIONEL TT | EV PROPORCIONAL TT | PZ | 165
97720256 |  | TAPPO NON APPLICAZIONE EV | VERSCHLUSS KEIN MV-EINBAU | EV NON-APPLICATION CAP | BOUCHON NO APPLIC.EV | TAPA NO APLICACION EV | PZ | 11.5
97720257 |  | KIT N°10 SPINE MODULO EV | KIT 10 STIFTE MV-MODUL | EV MODULE N° 10 PLUGS KIT | KIT N°10 FICHES MOD. EV | KIT N°10 ENCHUFES MOD. EV | PZ | 10.5
97720258 |  | KIT N°6 O-RING PER MODULO EV | KIT 6 O-RINGE FUER MV-MODUL | EV MODULE NO. 6 O-RING KIT | KIT N°6 O-RING POUR MOD. EV | KIT N°6 O-RING PARA MOD. EV | PZ | 5.2
97720259 |  | RUBINETTO ARIA MOTRICE | HAHN TREIB. LUFT | MOTOR AIR TAP | ROBINET AIR MOTRICE | GRIFO AIRE MOTRIZ | PZ | 18
97720260 |  | KIT N°3 CLIPS PER MODULO EV | KIT 3 KLIPPS FUER MV-MODUL | EV MODULES NO. 3 CLIPS KIT | KIT N°3 CLIPS POUR MOD. EV | KIT N°3 CLIPS PARA MOD. EV | PZ | 9
97720261 |  | KIT RACCORDI MODULI EV | KIT ANSCHLUESSE MV-MODULE | EV MODULES JUNCTIONS KIT | KIT RACCORDS MODULES EV | KIT CONEXIONES MOD. EV | PZ | 22
97720262 |  | KIT N°6 O-RING RACCORDI EV | KIT 6 O-RINGE FUER MV-ANSCHLUS | EV JUNCTION NO. 6 O-RING KIT | KIT N°6 O-RING POUR RACCORD EV | KIT N°6 O-RING PARA CON. EV | PZ | 5.2
97720263 |  | CHIUSURA RACCORDI MODULI EV | VERSCHLUSS ANSCHL. MV-MODULE | EV MODULES JUNCTIONS FASTENING | FERMETURE RACCORDS MODULES EV | CIERRE CONEX. MOD. EV | PZ | 5
97720264 |  | MODULO PER EV STRUMENTI | MODUL FUER INSTRUMENTEN-MV | TOOLS EV MODULES | MODULES POUR EV INSTRUMENTS | MOD. PARA EV. INSTRUMENTOS | PZ | 38
97720266 |  | EV PROPORZIONALE TT | TT PROPORTIONAL MV | TT PROPORTIONAL EV | EV PROPORTIONEL TT | EV PROPORCIONAL TT | PZ | 182
97720267 |  | EV ARIA-ACQUA SPRAY | LUFT-WASSER EV SPRAY | SPRAY AIR-WATER EV | EV AIR-EAU SPRAY | EV AIRE-AGUA ESPRAY | PZ | 59
97720270 |  | BLOCCO FILTRO-RIDUT N104-D10-4 | BLOCK FILTER-RED. N104-D10-4 | FILTER-RED. BLOCK N104-D10-4 | BLOQUE FILTRE-REDUC.N104-D10-4 | BLOQUE FILTRO-REDUC.N104-D10-4 | PZ | 61
97720271 |  | RELE FINDER 30A 2 CONT FASTON | REL. FINDER 30A 2 CONT. FASTON | FASTON CONT RELE FINDER 30A 2 | RELAIS FINDER 30A 2CONT FASTON | RELÉ FINDER 30A 2 CONT FASTON | PZ | 65
97720273 |  | KIT COMPL DISTRIB TAV MED | KIT KOMPL. VERTEILER INSTR.T. | INST. TABLE DISTRIB COMP KIT | KIT COMPL DISTRIB TABL PRAT | KIT TERM DISTRIB BAND MÉD | PZ | 14.5
97720274 |  | EV FRENO | BREMSE MV | BRAKE SV | ÉV FREIN | EV FRENO | PZ | 55
97726500 |  | RELE NATIONAL HE2AN 24VAC | RELAIS TYP VC20 24 | TYPE VC20 24 AC RELAY | RELAIS HE2AN TYPE VC20 24 VAC | RELE' NATIONAL HE2 AN 24 VAC | PZ | 56
97729600 |  | EV ARIA SPRAY | EV V101 03 EG OFFNER 24 | VALVE MOD. V101 03 EG NE 24 DC | ELECTROVANNE AIR SPRAY | EV AIRE SPRAY | PZ | 49
97729900 |  | EV 3/2 NC D=1.2 24VCC | EV V301-03-EG D=1.3 OFFNER | V301-03-EG D=1.3 NC EV | E.V. V301-03-EG D=1.3 N.F. | EV 3/2 NC D=1,2 24VCC | PZ | 76.5
97730010 |  | TERMOSTATO IMIT A RIARMO 240°C | THERMOSTAT IMIT C1000 M QUITT | IMIT RESET THERMOSTAT C1000 | THERMOS. IMIT RÉARMEMENT C1000 | TERMOST IMIT REARME C1000 | PZ | 27
97730011 |  | TERMOSTATO LSI 8080 300°C | THERMOSTAT LSI 8080 300°C | IMIT RESET THERMOSTAT 300°C | THERMOSTAT LSI 8080 300°C | TERMOSTATO LSI 8080 300°C | PZ | 30
97730017 |  | PRESSOSTATO LIVELLO | DRUCKSCHALTER FÜLLSTAND | LEVEL PRESSURE SWITCH | PRESSOSTAT NIVEAU | PRESOSTATO NIVEL | PZ | 71
97730018 |  | DEPRESSOSTATO GV 600 | UNTERDRUCKSCHALTER GV 600 | VACUUM SWITCH GV600 | DEPRESSOSTAT GV 600 | DEPRESOSTATO GV 600 | PZ | 84
97730021 |  | TERMOSTATO SICUREZZ 220°C NERO | SICHERHEITSTHERMOSTAT 220°C | 220 DEGREES C SAFETY THERMO-SW | THERMOSTAT DE SÉCURITÉ 220°C | TERMOSTATO SEGURIDAD 220°C | PZ | 13.5
97730026 |  | TERMOSTATO SICUREZZA 16A 110°C | SICHERHEITSTHERMOSTAT 16A 110 | SAFETY THERMOSTAT 16A 110° C | SÉCURITÉ THERMOSTAT 16A 110° C | TERMOSTATO DE SEGURIDAD 16A 11 | PZ | 21.5
97730028 |  | TERMOST. 105° NC RIARMO MAN. | THERMOST. 105° NC MAN. RÜCKST. | MAN. RESET NC 105° THERMOST. | THERMOST. 105° NF RÉARMEM MAN. | TERMOST. 105° NC REARME MAN. | PZ | 25
97730029 |  | TERMOST. 105° NC RIARMO MAN. | THERMOST. 105° NC MAN. RÜCKST. | MAN. RESET NC 105° THERMOST. | THERMOST. 105° NF RÉARMEM MAN. | TERMOST. 105° NC REARME MAN. | PZ | 30
97730030 |  | TERMOSTATO SICUR.DRYER 08 150 | SICHERHEITSTHERM. DRYER 08 150 | DRYER 08 150 SAF. THERMOSTAT | THERMOSTAT SÉCUR.DRYER 08 150 | TERMOSTATO SEGUR.DRYER 08 150 | PZ | 11
97730031 |  | PRESS.ALTA PRESSIONE 15/05 GND | 15/05GND DRUCKHALTER-HOH.DRUCK | 15/05 GND HIGH PRESS. SENSOR | MANOCON.HAUTE PRESS.15/05 GND | PRES.ALTA PRESION 15/05 GND | PZ | 114
97730032 |  | PRESSOSTATO 50/33 PRF500 | DRUCKSCHALTER 50/33 PRF500 | PRESSURE SWITCH 50/33 PRF500 | PRESSOSTAT 50/33 PRF500 | INTERRUPTOR 50/33 PRF500 | PZ | 26.5
97730033 |  | PRESSOSTATO TIPO F3 | DRUCKSCHALTER TYP F3 | PRESSURE SWITCH TYPE F3 | MANOCONTACTEUR F3 | INTERRUPTOR TIPO F3 | PZ | 30
97730040 |  | TERMOSTATO SICUREZZA 180°C BLU | SICHERHEITTHERMOSTAT 180°CBLUE | SAFETY THERMOSTAT 180°C BLUE | THERMOSTAT DE SEC.180°C BLEU | TERMOSTADO SEGURID. 180°C AZUL | PZ | 11
97730041 |  | TERMOSTATO DA 120°C 16A/250V | THERMOSTAT BIS 120°C 16A/250V | 120°C 16A/250V THERMOSTAT | THERMOSTAT DE 120°C 16A/250V | TERMOSTATO DE 120°C 16A/250V | PZ | 14
97730044 |  | TERMOSTATO NC105 MAN | THERMOSTAT NC105 MAN | THERMOSTAT NC105 MAN | THERMOSTAT NF 105 MAN | TERMOSTADO NC105 MAN | PZ | 24.5
97730047 |  | FLUSSOSTATO PER 4060 | D.FLUSSM. FÜR 4060 | 4060 FLOW SWITCH | FLUXOSTAT POUR 4060 | INTERRUP.DE FLUJO PARA 4060 | PZ | 150
97730049 |  | PRESSOSTATO 1,1 BAR 1/8'' | DRUCKSCHALTER 1,1 BAR 1/8'' | 1/8''G CYL 1,1 BAR PRES SWITCH | PRESSOSTATE 1,1 BAR 1/8''G CIL | PRESOSTATO 1,1 BAR 1/8''G CIL | PZ | 59
97731700 |  | TERMO-PROT.45 GRADI | THERMOSTAT K1004 | K1004 THERMOSTAT | THERMOSTAT K1004 | TERMOSTATO PROT 45 GRADOS | PZ | 38
97732600 |  | TERMO-PROT.71 GRADI RIPR. | THERMO-SCHUTZMITTEL | THERMO-PROTECTION | THERMOPROTECTION | TERMOSTATO PROT 71 GRADOS REST | PZ | 20
97733900 |  | PRESSOSTATO 0,7 BAR 1/8''G CIL | PRESSOSTAT 0,7 BAR | PRESSURE SWITCH 0,7 BAR | PRESSOSTAT 0,7 BAR | PRESÓSTATO 0,7 BAR 1/8G CIL | PZ | 68.5
97734000 |  | TERMOSTATO 80° NORM. CHIUSO | 80° NORM.GESCHLOSS.THERMOSTAT | 80° NORM.CLOSE THERMOSTAT | THERMOSTAT 80° NORM.FERME' | TERMOSTATO 80° NORM. CERRADO | PZ | 10.5
97734300 |  | TERMOSTATO DI SICUREZZA 75 UL | UEBERHITZUNGSCHUTZ 75 C | TEMPERATUR LIMITER 75 C | THERMOSTAT LIMITEUR 75 C | LIMITADOR TEMPER 75 C | PZ | 18.5
97737000 |  | INTERR LAMP TS 90 - TS 2000 | SCHALTER TS90-2000 | TS90-2000 LAMP SWITCH | INTERR. LAMPE TS 90- TS 2000 | INTERR. LAMP. TS 90- TS 2000 | PZ | 84
97740104 |  | MOTORE UNI-JET 230V 50HZ | MOTOR CATTANI UNIJET | CATTANI UNIJET MOTOR | MOTEUR CATTANI UNIJET | MOTOR UNI-JET 230V 50HZ | PZ | 610
97740113 |  | MOTORE UNI-JET 230V 60HZ | MOTOR CATTANI UNIJET 60HZ | CATTANI UNIJET MOTOR 60HZ | MOTEUR CATTANI UNIJET 60HZ | MOTOR UNI-JET 230V 60HZ | PZ | 469
97740151 |  | POMPA VIBRAZ 24V-48W | VIBRATIONSPUMPE 24V-48W | VIBRAT. PUMP 24V-48W | POMPE VIBRAT. 24V-48W | BOMBA VIBRAC 24V-48W | PZ | 63
97740166 |  | TESTATA COMPL POMPA H-5/P-3 | KOPFTEIL KOMPL. FÜR PUMPE | COMPLETE HEAD FOR PUMP | TETE COMPLETE POUR POMPE | CABEZAL COMPL PARA BOMBA | PZ | 157
97740181 |  | VENTOLA 60X60X25 24V 1.7W | LÜFTERRAD 60X60X25 24V 1.7W | 60X60X25 24V 1.7W FAN | VENTILATEUR 60X60X25 24V 1,7W | VENTILADOR 60X60X25 24V 1.7W | PZ | 30
97740184 |  | POMPA H5 P 19 230V 50HZ | PUMPE H5 P 19 230V 50HZ | H5 VACUUM PUMP | POMPE H5 P 19 230V 50HZ | BOMBA H5 P 19 230V 50HZ | PZ | 291
97740188 |  | KIT MANUT. COMPLETO EVO10 | KPL. WARTUNGSKIT EVO10 | EVO10 COMPLETE MAINT. KIT | KIT ENTRET. COMPLET EVO10 | KIT MANTENIM. COMPLETO EVO10 | PZ | 328
97740189 |  | KIT MANUT. COMPLETO EVO30 | KPL. WARTUNGSKIT EVO30 | EVO30 COMPLETE MAINT. KIT | KIT ENTRETIEN COMPLET EVO30 | KIT MANTEN. COMPLETO EVO30 | PZ | 335
97740191 |  | POMPA DI SCARICO | ABFLUSSPUMPE | DRAINAGE PUMP | POMPE D'ÉVACUATION | BOMBA DE DESAGÜE | PZ | 82.5
97740194 |  | POMPA PERIST. 230V 3LT | PERISTALTIKPUMPE 230V 3LT | PERIST. PUMP 230V 3LT | POMPE PERISTALT.230V 3LT | POMPA PERUST 230V 3LT | PZ | 198
97740195 |  | POMPA SCAR. CONDENSATORE VAP. | AUSPUFF PUMPE - DAMPF KONDEN. | DRAIN PUMP - STEAM CONDENSER | POMPE VIDANGE CONDEN.VAPEUR | TUBO DESC. CONDENSADOR VAPOR | PZ | 113
97740196 |  | POMPA SCARICO 230V/50HZ | ABFLUSSPUMPE 230V/50HZ | 230V/50HZ DRAYN.PUMP | POMPA ÉVACUATION 230V/50HZ | BOMBA DESAGÜE 230V/50HZ | PZ | 120
97740197 |  | IRRORATORE INFERIORE | UNTERER SPRÜHER | LOWER SPRAYER | PULVÉRISATEUR INFÉRIEUR | IRRIGADOR INFERIOR | PZ | 72
97740198 |  | IRRORATORE SUPERIORE | OBERER SPRÜHER | UPPER SPRAYER | PULVÉRISATEUR SUPÉRIEUR | IRRIGADOR SUPERIOR | PZ | 66
97740199 |  | GRUPP.REGISTRAZIONE PORTATA | GRUPPE DURCHFLUSSEINSTELL. | FLOW RATE RECORDER GR. | GROUP.RÉGLAGE DÉBIT | GRUPO CALIBRACIÓN CAUDAL | PZ | 25
97740201 |  | GRUPP.SPINTORE APERT.PORTA | GRUPPE TÜRÖFFNUNGSSCHIEBER | DOOR OPENING PUSHER GR. | GROUP.POUSSEUR OUVERT.PORTE | GRUPO EMPUJADOR APERT.PUERTA | PZ | 25
97740202 |  | PARTE POST.POMPA LAVAGGIO | RÜCKTEIL SPÜLPUMPE | WASHING PUMP REAR PART | PARTIE POST.POMPE LAVAGE | PARTE POST.BOMBA LAVADO | PZ | 7.9
97740203 |  | GIRANTE POMPA LAVAGGIO | LAUFRAD SPÜLPUMPE | WASHING PUMP IMPELLER | ROTOR POMPE LAVAGE | ROTOR BOMBA LAVADO | PZ | 55
97740204 |  | GRUP. MOTORE LAVAGGIO 60 | GRUPPE SPÜLMOTOR 60 | WASHING MOTOR 60 GROUP | GROUP. MOTEUR LAVAGE 60 | GRUPO MOTOR LAVADO 60 | PZ | 464
97740205 |  | MOTORE VENTIL.DRYER | GEBLÄSEMOTOR DRYER | DRYER FAN MOTOR | MOTEUR VENTIL.DRYER | MOTOR VENTIL.DRYER | PZ | 655
97740206 |  | POMPA DI RICIRCOLO 120V 60HZ | UMWAELZPUMPE 120V 60HZ | RECIRCULATION PUMP 120V 60HZ | POMPE DE RECYCLAGE 120V 60HZ | BOMBA RECIRCULACION 120V 60HZ | PZ | 271
97740207 |  | POMPA DI RICIRCOLO 220V 60HZ | UMWAELZPUMPE 220V 60HZ | RECIRCULATION PUMP 220V 60HZ | POMPE DE RECYCLAGE 220V 60HZ | BOMBA RECIRCULACION 220V 60HZ | PZ | 271
97740208 |  | POMPA DI SCARICO 220V120V 60HZ | 220V-120V 60HZ ABLAUFPUMPE | 220V-120V 60HZ DISCHARGE PUMP | POMPE DE DECHARG.220V120V 60HZ | BOMBA DESCARGUE 220V120V 60HZ | PZ | 103
97740218 |  | GRUPPO POMPA SCARICO | AUSPUFFPUMPE GR. | DRAIN PUMP GROUP | GR.POMPE DE VIDANGE | GR. POMPA DE DESCARGUE | PZ | 67
97740219 |  | POMPA RICIRCOLO | REZIRKULATIONSPUMPE | RECIRCULATION PUMP | POMPE RECIRCULATION | POMPA RICIRCULO | PZ | 361
97740221 |  | GIRANTE POMPA | LAUFRADPUMPE | PUMP IMPELLER | POMPE CENTRIFUGE | POMPA GIRANTE | PZ | 20
97750103 |  | TRASFORM TOROID 500VA 230VAC | RINGTRANSFORMATOR 500VA | TOROIDAL TRANSFORMER 500VA | TRANSF.TOROID. 500 VA | TRASFORM TOROID 500VA 230VCA | PZ | 309
97750110 |  | TRASFORM TOR 700VA 100/115/230 | RINGTRANSFORMATOR 700VA | TOROIDAL TRANSFORMER 700VA | TRANSF.TOROID. 700 VA | TRANSFORM TOR 700VA 100/115/23 | PZ | 256
97750111 |  | TRASFORMAT. TOROIDALE 150VA | 150 VA TOROIDALE TRANSFORM | TOROIDAL TRANSFORMER 150VA | TRANSFORMAT TOROIDAL 150VA | TRANSFORM TOROIDAL 150VA | PZ | 97
97750114 |  | TESTATA RX DC 0,4MM FS | KOPFTEIL RX DC 0,4MM FS | RX-DC HEAD 0,4MM FS | TETE RX-DC 0,4MM FS | CABEZA RX DC 0,4MM FS | PZ | 1590
97750128 |  | TESTATA RX DC 0,7MM FS | RONTGEB-KOPF RX DC MYRAY 0,7MM | RX DC MYRAY HEAD 0,7MM FS | TETE RX DC MYRAY 0,7MM FS | CABEZA RX DC MYRAY 0,7MM FS | PZ | 1330
97750170 |  | TRASFORM 230V-50/60HZ | TRAFO 230V-50/60HZ | TRANSFORMER 230V-50/60HZ | TRANSFORM. 230V-50/60HZ | TRANSFORM 230V-50/60HZ | PZ | 117
97750185 |  | TRASFORMATORE 0-120/220-240V | TRANSF.115/230V 220VA 50/60HZ | TRANS.115/230V 220VA 50/60HZ | TRANSFORMATEUR 0-120/220-240V | TRANS 115/230V 220VA 50/60HZ | PZ | 144
97750243 |  | TRASFORM TOR 600VA - 230VAC | TRABSFORM TOR. 600VA - 230VAC | TOR TRANSFORM 600VA - 230VAC | TRANSFORM TOR 600VA - 230VCA | TRANSFORM TOR 600VA - 230VAC | PZ | 136
97750244 |  | TRASFORM TOR 800VA - 115VAC | 800VA - 115VAC TOR TRANSF | TRANSFORM TOR 800VA - 115VAC | TRANSF. TRO 800VA - 115VAC | TRANSF. TRO 800VA - 115VAC | PZ | 255
97760005 |  | PORTAFUSIBILE DA PANNELLO | SICHERUNGSHALTER FÜR PANEL | PANEL FUSE HOLDER SNAP-IN FH-C | ONGLET FUSIBLE PANNEAU | PORTAFUSIBLE PARA PANEL | PZ | 4.5
97760006 |  | CAPPUCCIO/PORTAFUSIBILE GOMMA | GUMMI HAUBE/SICHERUNG | RUBBER HOUSING/FUSE HOLDER | CAPUCHON/BOITE A FUSIBLES CAOU | PROTECTOR/PORTAFUSIBLE GOMA | PZ | 2.1
97760031 |  | FUSIBILE RAPIDO 250V F15A | SCHNELLSICHERUNG 250V F15A | QUICK-BLOWING FUSE 6.3X32 F15A | FUSIBLE INSTANTANÉ 250 V F15A | FUSIBLE RÁPIDO 250 V F15A | PZ | 3.5
97760051 |  | PORTAFUSIBILE 6,3X32 | 6,3X32 SICHERUNGSHALTER | FUSE BOX 6,3X32 | PORTE FUSIBLE 6,3X32 | PORTA FUSIBLE 6,3X32 | PZ | 14.5
97760052 |  | FUSIBILE 6,3X32 T10 A | 6,3X32 T10 A SICHERUNG | FUSE 6,3X32 T10 A | FUSIBLE 6,3X32 T10 A | FUSIBLE 6,3X32 T10 A | PZ | 1.7
97760053 |  | FUSIBILE 6,3X32 T15 A | 6,3X32 T15 A SICHERUNG | FUSE 6,3X32 T15 A | FUSIBLE 6,3X32 T15 A | FUSIBLE 6,3X32 T15 A | PZ | 1.7
97764500 |  | FUSE 6A3T 250V 5X20 | SICHERUNG 5X20 6,3AT 250V | 6,3AT 250V 5X20 FUSE | FUSIBLE 5X20 6,3AT 250V | FUSIBLE 5X20 6,3AT 250V | PZ | 1.1
97765100 |  | FUSIBILE 5x20 T 5A | SICHERUNG 5X20 T5A | T5A 5X20 FUSE | FUSIBLE 5X20 T5A | FUSIBLE 5X20 T 5A | PZ | 1.2
97766100 |  | CONF. N 5 FUSIBILI PER | GR.N.5 SCHMELSICHERUNG | GR.N.5 FUSES | CONF.N.5 FUSIBLES | PAQ 5 FUSIBLES PARA | PZ | 33.5
97766200 |  | CONF. N 5 FUSIBILI PER | GR.N.5 SCHMELSICHERUNG | GR.N.5 FUSES | CONF.N.5 FUSIBLES | PAQ 5 FUSIBLES PARA | PZ | 36.5
97766700 |  | FUSIBILE 5X20 T 4A | SICHERUNG 5X20 T 4A | FUSE 5X20 T 4A | FUSIBLE 5X20 T 4A | FUSIBLE 5X20 T 4A | PZ | 1.1
97766800 |  | FUSIBILE 5X20 T 10A 250V | SCHMELZSICHERUNG 5X20 T 10A 25 | 5X20 T 10A 250V FUSE | FUSIBLE 5X20 T 10A 250V | FUSIBLE 5X20 T 10A 250V | PZ | 1.1
97766900 |  | FUSIBILE 5X20 T 8A 250V | SCHEMELZSICHER 5X20 T 8A 250V | 5X20 T 8A 250V FUSE | FUSIBLE 5X20 T 8A 250V | FUSIBLE 5X20 T 8A 250V | PZ | 1.4
97767000 |  | FUSIBILE 5X20 T 16A 250V | SICHER. 5X20 T 16A 250V | 5X20 T 16A 250V FUSE | FUSIBLE 5X20 T 16A 250V | FUSIBLE 5X20 T 16A 250V | PZ | 1.3
97767200 |  | FUSIBILE 5X20 T 12,5A 250V | SICHER. 5X20 T 12,5A 250V | 5X20 T 12,5A 250V FUSE | FUSIBLE 5X20 T 12,5A 250V | FUSIBLE 5X20 T 12,5A 250V | PZ | 1.2
97769200 |  | FUSIBILE 10.3X38 16A | SICHERUNG 10,3X38 16A | FUSE 10.3X38 16A | FUSIBLE 10,3X38 16A | FUSIBLE 10,3X38 16A | PZ | 5.2
97769400 |  | FUSIBILE T5A 6.32X32 MM | SICHER. T5A 6.32X32 MM | T5A 6.32X32 MM FUSE | FUSIBLE T5A 6.32X32 MM | FUSIBLE T5A 6.32X32 MM | PZ | 1.1
97769600 |  | FUSIBILE SCHEDA FILTRO RFI | RFI SICHERUNG FILTER PLATINE | RFI FILTER BOARD FUSE | FUSIBLE PLATINE FILTRE RFI | FUSIBLE TARJETA FILTRO RFI | PZ | 5.9
97769700 |  | FUSIBILE 5X20 T12A 250V | SICHER. 5X20 T12A 250V | 5X20 T12A 250V FUSE | FUSIBLE 5X20 T12A 250V | FUSIBLE 5X20 T12A 250V | PZ | 1.1
97780158 |  | TARGA MASSA D=10MM FONDO | SCHILD ERDUNG | GROUND PLATE D=10MM | PLAQUE MASSE D=10MM | PLACA MASA | PZ | 1.1
97780181 |  | TARGH. ARIA-ACQUA RUBI | SCHILD LUFT/WASSER HAHN | TAP AIR/WATER SHEAT D=16 | PLAQUETTE AIR/EAU ROBINET | PLACA AIRE-AGUA GRIFO | PZ | 1.6
97780213 |  | TARGH. DANGER NORME B.S.I. | SCHILD | B.S.I.STANDARDS | PLAQUE | PLACA DANGER NORMAS B.S.I. | PZ | 1.1
97780396 |  | TARGH. INF. TAVOL. PORTA- | PORTETRAY TABL. UNTER SCHILD | TRAYHOLD.TABLE LOWER PLATE | PLAQUE INF. TABL. TRAY | PLACA INF BAND PORTATRAY | PZ | 1.2
97780412 |  | TARGH. INTERRUTTORE NEGAT | SCHILD NEGATIV-SCHALTER | X-RAY VIEW. SWITCH PLATE | PLAQU. INTERRUPTEUR NÉGAT | PLACA INTERRUPTOR NEGAT | PZ | 1
97780466 |  | TARGHETTA SERBATOIO | ABS.STERILIS.TANK SCHILD | SUC.SANITIS.SYSTEM. TANK LABEL | PLAQUETTE RES.HYG. CANULE | PLACA DEP DESINF CÁN | PZ | 2.3
97780519 |  | TARGHETTA SCARICO CONDENSA | SCHILD SCHNELLKUPPLUNGEN | QUICK FITTING PLATE | PLAQUE RACCORDS RAPIDES | PLACA CONEXIONES RÁPIDAS | PZ | 1.1
97780525 |  | TARGH. ''BY PASS'' | AUFKLEBER 'BY PASS' FÜR S.H.S. | 'BY PASS' STICKER FOR S.H.S. | AUTOCOLLANT 'BY PASS' POUR S.H | ADHESIVO 'BY PASS' PARA S.H. | PZ | 1
97780526 |  | TARGH. AVVERTENZA | WARNSCHILD | WARNING LABEL | ETIQUETTE D'AVERTISSEMENT | ETIQUETA DE ADVERTENCIA | PZ | 1
97780527 |  | TARGH. ARIA SERBATOIO | AUFKLEBER LUFT FÜR BEHÄLTER S. | S.H.S. AIR TANK STICKER | AUTOCOLLANT AIR RÉSERVOIR S.H. | ADHESIVO AIRE DEPÓSITO S.H.S. | PZ | 1
97780549 |  | TARGH. SERBATOIO H2O2 | SCHILD WASSERBEHÄLTER | H2O2 TANK PLATE | PLAQU. RESERVOIR H2O2 | PLACA DEPÓSITO H2O2 | PZ | 2.1
97780561 |  | TARGH. ''STERN WEBER'' IN | HAFTEND SCHILD S.W." 30X30" | ADHESIVE PLATE S.W." 30X30" | PLAQUE ADHESIVE S.W."30X30" | ADHESIVE PLATE S.W. 30X30"" | PZ | 4.4
97780567 |  | TARGH. ''STERN WEBER'' PER | STERNWEBER SCHILD FUR EDI LAMP | STERN WEBER PLATE FOR EDI LAMP | PLAQUE STERN WEBER LAMPE EDI | PLACA ''STERN WEBER'' | PZ | 3.5
97780617 |  | TARGH. ''STERN WEBER'' IN | AUFKLEBER „STERN WEBER“ | 'STERN WEBER'' STICKER | AUTOCOLLANT STERN WEBER"" | ADHESIVO ''STERN WEBER'' | PZ | 8.7
97780645 |  | TARGH. GRADUATA COL. BLU | BLAUES GRADIERTES SCHILD | BLUE GRADED LABEL PLATE | BLEU PLAQUE GRADUEE | ETIQ. GRADUADA COL.AZUL | PZ | 17.5
97780648 |  | TARGHETTA WARNING RX | RX 2003 WARNING"SCHILDCHEN" | RX WARNING" PLATE" | PLAQUETTE WARNING" RX" | RX WARNING PLATE"" | PZ | 1.2
97780660 |  | TARGH. ''STERN WEBER'' | STERN" SCHILD" | PLATE STERN"" | PLAQUETTE STERN"" | PLATE STERN" | PZ | 5.9
97780728 |  | TARGH. IDRICO ''S200'' | SCHILD WASSEREINHEIT ''S200'' | S200" WATER PLATE" | PLAQUETTE GR. HYDRIQUE S200"" | S200 WATER PLATE"" | PZ | 1.4
97780729 |  | TARGH. IDRICO ''S250'' | SCHILD WASSEREINHEIT ''S250'' | HYDROGROUP PLATE ''S250'' | PLAQUETTE GR. HYDRIQUE S250"" | HYDROGROUP PLATE S250 | PZ | 5.9
97780772 |  | TARGH. SERB. IGIENIZZ. | HYGIEN. BEHAELTERSCHILD | HYGIENE TANK PLATE | PLAQUE RESERVOIR HYGIENE. | PLACA DEPOSITO HIGIENE | PZ | 3.5
97780773 |  | TARGH. IDRICO ''S220TR'' | WASSER SCHILD | HYDROGR PLATE | PLAQUETTE HYDRIQUE | PLACA HYDRO | PZ | 4.1
97780774 |  | TARGH. IDRICO ''S320TR'' | S320TR" WASSERSCHILD" | S320TR" WATER PLATE" | PLAQUE EAU S320TR"" | PLACA AGUA S320TR"" | PZ | 7.1
97780782 |  | TARGH ATT RAPIDI E PRESA 230V | SCHILD S.ANSCL. U. BUCHSE 230V | TARGH. ATT. RAPIDI E PRESA | PLAQU RACC RAPID ET PRISE 230V | PLACA CON RÁPIDAS Y TOMA 230V | PZ | 2.2
97780783 |  | TARGH. LOGO MYRAY 27 X 27 | SCHILD LOGO MYRAY 27X27 | MYRAY LOGO PLATE 27X27 | PLAQUE LOGO MYRAY 27X27 | PLACA LOGO MYRAY 27X27 | PZ | 7.3
97780822 |  | TARGH. COLLEGAMENTI TAVOL. | TABLETTVERBINDUNG SCHILD | TABLE CONNECT.PLATE | PLAQUE CONNECT. TABLETTE | PLACA CONNEXION MESA | PZ | 1.2
97780852 |  | TARGH. DANGER | SCHILD „DANGER“ | DANGER PLATE | PLAQU. DANGER | PLACA DANGER | PZ | 2.5
97780856 |  | TARGHETTA WARNING E DHHS | WARN"- UND DHHS-SCHILDER" | 'WARNING'' PLATE AND DHHS | PLAQUE WARNING" ET DHHS" | PLACA ''WARNING'' Y DHHS | PZ | 1.3
97780872 |  | TARGH. CASSETTA 230V TINY | SCHILD KASTEN 230V TINY | 230V TINY BOX PLATE | PLAQUE BOITE 230V TINY | PLACA CAJITA 230V TINY | PZ | 7.6
97780930 |  | ETICHETTA THT-19-428 | AUFKLEBER THT-19-428 | THT-19-428 LABEL | ÉTIQUETTE THT-19-428 | ETIQUETA THT-19-428 | PZ | 1.7
97780937 |  | TARGH. D=25 BIANCA | WEISS D=25 SCHILD | WHITE D=25 PLATE | PLAQUE D=25 BLANCHE | PLACA D=25 BLANCA | PZ | 3
97780950 |  | TARGH. CONNETT. 7 POLI PER | 7 POLE KONNEKT. SCHILDCHEN | 7 POLES CONNECT. LABEL | PLAQUE DE CONNECTEUR 7 POLES | ETIQUETA CONECT. 7 POLOS | PZ | 3.9
97780956 |  | TARGH. LOGO S280 TRC | LOGO-SCHILD S280 TRC | S280 TRC LOGO PLATE | PLAQUE LOGO S280 TRC | PLACA LOGO S280 TRC | PZ | 11.5
97780959 |  | TARGH. D=25 GRIGIA | SCHILD D=25 GRAU | GREY D=25 PLATE | PLAQUE D=25 GRIS | PLACA D=25 GRIS | PZ | 3.8
97780974 |  | TARGHETTA FILTRI ASPIRAZIONE | SCHILD ABSAUGFILTER | SUCTION FILTERS PLATE | PLAQUE FILTRES ASPIRATION | PLACA FILTROS ASPIRACION | PZ | 2
97781229 |  | TARGH. WIRELESS SYSTEM | SCHILD KABELFREISYSTEM | WIRELESS SYST PLATE | PLAQUE SYSTEME SANS FIL | PLACA SISTEMA INALAMBRICO | PZ | 3.1
97781230 |  | TARGH. FUNCTION | FUNKTIONSSCHILD | FUNCTION PLATE | PLAQUE FONCTIONS | PLACA FUNCION | PZ | 3.5
97781240 |  | TARGH. WARNING REPLACE FUSES | WARNING REPLACE FUSES PLATTE | PLATE REPLACE FUSES WARNING | PLAQUE WARNING REPLACE FUSES | TARJ CUIDADO REMPL.FUSIBLES | PZ | 4.5
97781432 |  | ETICHETTA FRONTALE 22 PLUS | [S]AUFKLEBER 22 PLUS | 22 PLUS LABEL | ÉTIQUETTE 22 PLUS | ETIQUETA 22 PLUS | PZ | 1.9
97781434 |  | ETICHETTA 17 PLUS | AUFKLEBER 17 PLUS | [S]ETICHETTA 17 PLUS | ÉTIQUETTE 17 PLUS | ETIQUETA 17 PLUS | PZ | 1.9
97781750 |  | TARGHETTA ARIA SERBATOIO | AUFKLEBER LUFT TANK | AIR TANK LABEL | ETIQUETTE AIR RESERVOIR | ETIQUETA AIRE DEPOSITO | PZ | 1
97781784 |  | ETICHETTA COURTESY DEVICE | TAG COURTESY DEVICE | COURTESY DEVICE LABEL | ETIQUETTE COURTESY DEVICE | ETIQUETA DISPOSITIVO DE CORTES | PZ | 16
97781808 |  | TARGH. BRAND STERN WEBER | SCHILD MARKE STERN WEBER | STERN WEBER BRAND LABEL | ETIQUETTE MARQUE STERN WEBER | ETIQUETA BRAND STERN WEBER | PZ | 3.3
97781850 |  | TARGH. PREDISP. IGIENE | SCHILD AUSLEG. HYGIENE | HYGIENE PRESET PLATE | PLAQU. PRÉDISP. HYGIÈNE | PLACA PREPAR. HIGIENE | PZ | 9.2
97781860 |  | TARGH. POWER INTERRUTT. GEN | SCHILD POWER HAUPTSCHALTER | MAIN SWITCH POWER PLATE | PLAQU. POWER INTERRUPT. GÉN | PLACA POWER INTERRUP. GEN. | PZ | 5.8
97781861 |  | TARGH. LOGO S300 | LOGO-SCHILD S300 | S300 LOGO PLATE | PLAQU. LOGO S300 | PLACA LOGOTIPO S300 | PZ | 23
97781866 |  | TARGH. AVVERTENZA RIBALTAM. | WARNSCHILD KIPPGEFAHR | ROLLOVER WARNING PLATE | PLAQUE AVERTISSEMENT REVERS. | PLACA ADVERTENCIA VOLCADO | PZ | 2.4
97781892 |  | ETICH FRONTALE B FUTURA 17 | AUFKL. FRONTAL B FUTURA 17 | B FUTURA 17 FRONT LABEL | ETIQUETTE FRONT.B FUTURA 17 | ETIQUETA FRONT.B FUTURA 17 | PZ | 9.4
97781935 | #10 | ROTOLO ETICHETTE BAR CODE | BAR CODE AUFKLEBERROLLE | BAR CODE LEBEL REELS | ROULEAU ETIQUETTES CODE-BARRES | ROLLO ETIQ. CODIGO DE BARRAS | PZ | 17
97781957 |  | TARGH. ANTISCHIACC. PIEDE | PLATTE GEGEN FUSSZERDRUECKEN | ANTI FOOT CRUSHING PLATE | PLAQUE ANTI-ECRASEMENT PIED | CHAPA ANTI-APLASTAMIENTO PIE | PZ | 1.3
97781958 |  | TARGH. POWER + ANTISCHIACC | POWER SCHILD + GEGEN FUSSZERDR | POWER+ANTI CRUSHING PLATE | PLAQUE PUISS. + ANTIECRASEMENT | CHAPA POT. + ANTI APLASTAMIENT | PZ | 3.9
97781982 |  | TARGH. LOGO S200 (2013) | S200 LOGO-AUFKLEBER (2013) | S200 LOGO LABEL (2013) | PLAQUE LOGO S200 (2013) | CHAPA LOGO S200 (2013) | PZ | 8.6
97781984 |  | TARGH. ANTISCHIACC. MANO | ANTI-HANDVERSCHNÜT. SCHILDCHEN | NON-CRUSHING HAND CARD | PLAQUE ANTI-ECRASEMENT MAIN | TARJETA ANTIAPLASTAMIENTO MANO | PZ | 2.3
97782065 |  | ETICHETTA H2OIN/DRAIN/OVERFULL | ETIKETT H2O E/DRAIN. | H2O IN / DRAIN LABEL | ETIQUETTE H2O ENTREE/DRAINAGE | ETIQUETA H2O INGRESO/DRENAJE | PZ | 3.6
97782066 |  | ETICHETTA H2O OUT / H2O IN | ETIKETT | H2O OUT / H2O IN LABEL | ETIQUETTE H2O SORTIE/ENTREE | ETIQUETA H2O SALIDA/INGRESO | PZ | 3.7
97782220 |  | TARGH FIRST AID KIT RIUNITI | SCHILD FÜR FIRST AID KIT | TC FIRST AID KIT LABEL | ETIQUETTE FIRST AID KIT | PLACA FIRST AID KIT EQUIPOS | PZ | 17
97782260 |  | ETICH. FIRST AID KIT RADIOLOGY | AUFKL. FIRST AID KIT RADIOLOGY | RADIOLOGY FIRST AID KIT LABEL | ÉTIQ. FIRST AID KIT RADIOLOGY | ETIQ. FIRST AID KIT RADIOLOGY | PZ | 37
97782372 |  | TARGH. LOGO S380 TRC | LOGO-SCHILD S380 TRC | S380 TRC LOGO PLATE | PLAQUE LOGO S380 TRC | PLACA LOGO S380 TRC | PZ | 21
97782451 |  | TARGH. APEX LOCATOR | PLAKETTE APEX LOCATOR | APEX LOCATOR PLATE | PLAQUE APEX LOCATOR | PLACA APEX LOCATOR | PZ | 2.6
97782524 |  | ETICH MILLSEAL | MILLSEAL ETIKETTE | MILLSEAL LABEL | ETIQUETTE THERMOSOUDEUSE | ETIQUETA TERMOSOLDADORA | PZ | 1.7
97782535 |  | ETICHETTA FUSIBILI TETHYS H10 | AUFKLEBER SICHERUNG TETHYS H10 | TETHYS H10 FUSE LABEL | ETIQU. FUSIBLES TETHYS H10 | ETIQUETA FUSIBLES TETHYS H10 | PZ | 3
97782579 |  | ETICH FRONTALE HIGHEA 3 | FRONTALETIKETTE HIGHEA 3 | FRONTAL LABEL HIGHEA 3 | ETIQUETTE FRONT.HIGHEA 3 | ETIQUETA FRONTAL HIGHEA 3 | PZ | 59
97782580 |  | ETICH FRONTALE HIGHEA 6 | FRONTALETIKETTE HIGHEA 6 | FRONTAL LABEL HIGHEA 6 | ETIQ.FRONT.HIGHEA 6 | ETIQUETA FRONTAL HIGHEA 6 | PZ | 63
97782581 |  | ETICH FRONTALE HIGHEA 9 | FRONTAETIKETTE HIGHEA 9 | FRONTAL LABEL HIGHEA 9 | ETIQ.FRONTALE HIGHEA 9 | ETIQUETA FRONTAL HIGHEA 9 | PZ | 87.5
97782582 |  | TARGH. AVVERTENZA MONT CARTA | WARNSCHILD PAPIERMONT. | PAPER MOUNT WARNING LABEL | PLAQUE AVERTISS.MONTAGE PAPIER | PLACA ADEVERT.MONTAJE PAPEL | PZ | 6.2
97782588 |  | ETICHETTA FRONTALE B NOW-17 | AUFKLEBER FRONTAL B NOW-17 | B NOW-17 FRONT LABEL | ETIQUETTE FRONT.B NOW-17 | ETIQUETA FRONT.B NOW-17 | PZ | 1
97782589 |  | ETICHETTA FRONTALE B NOW-22 | AUFKLEBER FRONTAL B NOW-22 | B NOW-22 FRONT LABEL | ETIQUETTE FRONT.B NOW-22 | ETIQUETA FRONT.B NOW-22 | PZ | 1
97782590 |  | ETICHETTA FRONTALE B NOW-28 | AUFKLEBER FRONTAL B NOW-28 | B NOW-28 FRONT LABEL | ETIQUETTE FRONT.B NOW-28 | ETIQUETA FRONT.B NOW-28 | PZ | 1
97782593 |  | ETICHETTA FRONT B CLASSIC-17 | AUFKLEBER FRONT B CLASSIC-17 | B CLASSIC-17 FRONT LABEL | ETIQUETTE FRONT.B CLASSIC-17 | ETIQUETA FRONT.B CLASSIC-17 | PZ | 1
97782594 |  | ETICHETTA FRONT B CLASSIC-22 | AUFKLEBER FRONT B CLASSIC-22 | B CLASSIC-22 FRONT LABEL | ETIQUETTE FRONT.B CLASSIC-22 | ETIQUETA FRON.B CLASSIC-22 | PZ | 1
97782595 |  | ETICHETTA FRONT B CLASSIC-28 | AUFKLEBER FRONT B CLASSIC-28 | B CLASSIC-28 FRONT LABEL | ETIQUETTE FRONT.B CLASSIC-28 | ETIQUETA FRONT.B CLASSIC-28 | PZ | 1
97782596 |  | ETICHETTA FRONTALE B FUTURA-17 | AUFKLEBER FRONTAL B FUTURA-17 | B FUTURA-17 FRONT LABEL | ETIQUETTE FRONT.B FUTURA-17 | ETIQUETA FRONT.B FUTURA-17 | PZ | 1
97782597 |  | ETICHETTA FRONTALE B FUTURA-22 | AUFKLEBER FRONTAL B FUTURA-22 | B FUTURA-22 FRONT LABEL | ETIQUETTE FRONT.B FUTURA-22 | ETIQUETA FRONT.B FUTURA-22 | PZ | 1
97782598 |  | ETICHETTA FRONTALE B FUTURA-28 | AUFKLEBER FRONTAL B FUTURA-28 | B FUTURA-28 FRONT LABEL | ETIQUETTE FRONT.B FUTURA-28 | ETIQUETA FRONT.B FUTURA-28 | PZ | 1
97782599 |  | ETICHETTA FRONTALE SW-17 | AUFKLEBER FRONTAL SW-17 | SW-17 FRONT LABEL | ETIQUETTE FRONT.SW-17 | ETIQUETA FRONT.SW-17 | PZ | 1
97782601 |  | ETICHETTA FRONTALE SW-28 | AUFKLEBER FRONTAL SW-28 | SW-28 FRONT LABEL | ETIQUETTE FRONT.SW-28 | ETIQUETA FRONT.SW-28 | PZ | 1
97782602 |  | ETICHETTA FRONTALE SW-17T | AUFKLEBER FRONTAL SW-17T | SW-17T FRONT LABEL | ETIQUETTE FRONT.SW-17T | ETIQUETA FRONT.SW-17T | PZ | 1
97782603 |  | ETICHETTA FRONTALE SW-22T | AUFKLEBER FRONTAL SW-22T | SW-22T FRONT LABEL | ETIQUETTE FRONT.SW-22T | ETIQUETA FRONT.SW-22T | PZ | 1
97782604 |  | ETICHETTA FRONTALE SW-28T | AUFKLEBER FRONTAL SW-28T | SW-28T FRONT LABEL | ETIQUETTE FRONT.SW-28T | ETIQUETA FRONT.SW-28T | PZ | 1
97782605 |  | ETICHETTA FRONTALE SW-17 PLUS | AUFKLEBER FRONTAL SW-17 PLUS | SW-17 PLUS FRONT LABEL | ETIQUETTE FRONT.SW-17 PLUS | ETIQUETA FRONT.SW-17 PLUS | PZ | 1
97782606 |  | ETICHETTA FRONTALE SW-22 PLUS | AUFKLEBER FRONTAL SW-22 PLUS | SW-22 PLUS FRONT LABEL | ETIQUETTE FRONT.SW-22 PLUS | ETIQUETA FRONT.SW-22 PLUS | PZ | 1
97782607 |  | ETICHETTA FRONTALE SW-28 PLUS | AUFKLEBER FRONTAL SW-28 PLUS | SW-28 PLUS FRONT LABEL | ETIQUETTE FRONT.SW-28 PLUS | ETIQUETA FRONT.SW-28 PLUS | PZ | 1
97782626 |  | ETICHETTA FRONTALE SW-22 | AUFKLEBER FRONTAL SW-22 | SW-22 FRONT LABEL | ETIQUETTE FRONT.SW-22 | ETIQUETA FRON.SW-22 | PZ | 1
97782633 | #10(*) | ROTOLO ETICHETTE STAMPANTE | ROLLE DRUCKERETIKETTEN | PRINTER LABEL ROLL | ROULEAU D'ÉTIQUETTES IMPRIMANT | ROLLO ETIQUETAS IMPRESORA | PZ | 21
97782635 |  | ETICHETTA NFC | AUFKLEBER NFC | NFC LABEL | ETIQUETTE NFC | ETIQUETA NFC | PZ | 1.6
97782735 |  | TARGH. CENTRALINA LOGO CEFLA | STEUERGERÄTESCHILD LOGO CEFLA | CEFLA LOGO CONTROL UNIT PLATE | PLAQU. BOÎTIER LOGO CEFLA | PLACA CENTRAL LOGOTIPO CEFLA | PZ | 5.2
97782910 |  | TARGH LOGO STERN WEBER 40X40 | STERN WEBER 40X40 LOGOSCHILD | STERN WEBER LOGO PLATE 40X40 | PLAQUE LABEL STERN WEBER 40X40 | PLACA LOGO STERN WEBER 40X40 | PZ | 7.5
97782911 |  | TARGH LOGO STERN WEBER 15X15 | LOGO-SCHILD STERN WEBER 15X15 | STERN WEBER 15X15 LOGO PLATE | PLAQUE LOGO STERN WEBER 15X15 | PLACA LOGO STERN WEBER 15X15 | PZ | 2.7
97782912 |  | TARGH S320 TR | SCHILD S320 TR | S320 TR PLATE | PLAQUE S320 TR | PLACA S320 TR | PZ | 7.2
97782913 |  | TARGH S220 TR | TARGH S220 TR | TARGH S220 TR | ETIQUETTE S220 TR | PEGATINA S220 TR | PZ | 1
97782914 |  | TARGH S200 | S200 SCHILD | S200 PLATE | PLAQUE S200 | PLACA S200 | PZ | 6
97782915 |  | TARGH S300 | S300 SCHILD | S300 PLATE | PLAQUE S300 | PLACA S300 | PZ | 11.5
97782916 |  | TARGH S380 TRC | TRC S380 SCHILD | TRC S380 PLATE | PLAQUE S380 TRC | PLACA S380 TRC | PZ | 7
97782917 |  | TARGH S280 TRC | TRC S280 SCHILD | TRC S280 PLATE | PLAQUE S280 TRC | PLACA S280 TRC | PZ | 7
97782918 |  | TARGH S210 | TARGH S210 | TARGH S210 | ETIQUETTE S210 | PEGATINA S210 | PZ | 1
97782925 |  | TARGH COLLEGAMENTI TAV MED | SCHILD VERBIND. INSTR.TRÄGER | DOCT TAB CONNECTIONS PLATE | PLAQUE CONEX. TABL.PRATICIEN | PLACA CONEX. BAND. MEDICO | PZ | 1.3
97782930 |  | TARGH D25 GRIGIO METAL COFANO | SCHILD D25 GRAU METALL. HAUBE | CARTER METAL GREY D25 PLATE | PLAQUE D25 GRIS METAL CARTER | PLACA D25 GRIS METAL CARTER | PZ | 2.8
97782973 |  | TARGHETTA LOGO PRODONTO | LOGO-SCHILD PRODONTO | PRODONTO LOGO PLATE | PLAQUE LOGO PRODONTO | PLACA LOGO PRODONTO | PZ | 22
97782975 |  | TARGH FIRST AID KIT RIUNITI | SCHILD FIRST AID KIT BEH.E. | DENTAL UNITS FAK PLATE | PLAQUE FIRST AID KIT EQUIP. | PLACA FIRST AID KIT EQUIP. | PZ | 19
97782985 |  | ETICH LOGO STERN | STERN WEBER LOGO ETIK | STERN WEBER LOGO LABEL | ETIQ. LOGO STERN WEBER | PEGAT. LOGO STERN WEBER | PZ | 10.5
97782987 | #10(*) | ETICHETTE 54 X 50 MM (ROTOLO) | AUFKLEBER 54 X 50 MM (ROLLE) | 54 X 50 MM LABELS (ROLL) | PLAQUES 54X50 MM (ROULEAU) | PLACAS 54X50MM (ROLLO) | PZ | 25
97783037 |  | TARGHETTA AVVERTENZA PRESA | BUCHSE HINWEIS SCHILDCHEN | SOCKET WARNING PLATE | PLAQUE AVERTISS. PRISE | PLACA ADVERTENCIA TOMA | PZ | 13
97783078 |  | TARGHETTA LOGO QUALINX | LOGO QUALINX SCHILDCHEN | LOGO QUALINX PLATE | PLAQUE LOGO QUALINX | PLACA LOGO QUALINX | PZ | 6
97783121 |  | TARGH S220TR | TARGH S220TR | TARGH S220TR | TARGH S220TR | TARGH S220TR | PZ | 15.5
97783122 |  | TARGH S320TR | TARGH S320TR | TARGH S320TR | TARGH S320TR | TARGH S320TR | PZ | 15.5
97783135 |  | TARGH FISS RIUN COLONNA | BEFEST.SCHILD SAUELENBEH. | COLUMN UNIT FIXING PLATE | PLAQUE FIXATION EQUIP. COLOMNE | PLACA FIJACION EQUIP. COLUMNA | PZ | 5.1
97783136 |  | TARGH PERICOLO CESOIAMENTO | SCHERGEFAHRSCHILD | TARGH PERICOLO CESOIAMENTO | PLAQUE DANGER CISAILLEMENT | PLACA PELIGRO CIZALLAMIENTO | PZ | 5.1
97783145 |  | TARGH CASS ALLACC 230V-115V | SCHILD ANSCHLUSSK. 230V-115V | TARGH CASS ALLACC 230V-115V | PLAQUE BOITE BRANCH. 230V-115V | TARGH CASS ALLACC 230V-115V | PZ | 10.5
97783147 |  | TARGH CONNESSIONE ELETTRICA | SCHILD ELEKTR. ANSCHLUSS | ELECTRICAL CONNECTION PLATE | PLAQUE CONNECTION ELECTRIQUE | PLACA CONEXION ELECTRICA | PZ | 3.8
97783171 |  | TARGH CASS ALLACC 230V-115V | SCHILD ANSCHLUSSK. 230V-115V | 230V-115V CONNECTION BOX PLATE | PLAQUE BOITE BRANCH. 230V-115V | PLACA CAJA CONEX. 230V-115V | PZ | 4
97815110 |  | MOLLA C D8.5-df1-L19.7 | FEDER C D8.5-DF1-L19.7 | SPRING C D8.5-DF1-L19.7 | RESSORT C D8.5-DF1-L19.7 | SPANILLO C D8.5-DF1-L19.7 | PZ | 3
97815133 |  | MOLLA C D8.7-df1.1-L21 | FEDER C D8.7-DF1.1-L21 | SPRING C D8.7-DF1.1-L21 | RESSORT C D8.7-DF1.1-L21 | MUELLE C D8.7-DF1.1-L21 | PZ | 3.5
97815136 |  | MOLLA C D31-DF6.5-L345 | FEDER C D31-DF6.5-L345 | SPRING C D31-DF6.5-L345 | RESSORT C D31-DF6.5-L345 | SPANILLO C D31-DF6.5-L345 | PZ | 58.5
97815137 |  | MOLLA A GAS 18KG STELO CR | GASDRUCKFEDER PHASE CART | GAS SPRING PHASE CART | RESSORT A GAZ PHASE CART | GAS SPANILLO PHASE CART | PZ | 45.5
97815141 |  | MOLLA DI COMPRESS. L=22 | DRUCK FEDER L=22 | COMPPRESS. SRING L.=22 | RESSORT DE COMPRESS. L=22 | COMPPRESS. SANILLO L.=22 | PZ | 3.8
97815142 |  | MOLLA N l9.5-s1 | FEDER N I9.5-S1 | SPRING N I9.5-S1 | RESSORT N I9.5-S1 | SPANILLO N I9.5-S1 | PZ | 6.3
97815143 |  | MOLLA C D7.2-DF0.8-L16 | FEDER C D7.2-DF0.8-L16 | SPRING C D7.2-DF0.8-L16 | RESSORT C D7.2-DF0.8-L16 | MUELLE C D7.2-DF0.8-L16 | PZ | 3.3
97815150 |  | MOLLA C D13.2-DF1.4-L54 | FEDER RUCKENLEHNE | BACKREST WASHER | RESSORT DOSSIER | BACKREST ARANDELA | PZ | 2.6
97815152 |  | MOLLA N l9.5-s1 FRIZIONAM | FEDER N L9.5-S1 BREMSUNG | N L9.5-S1 CLUTCH SPRING | RESSORT N L9.5-S1 FRICT. | MUELLE N L9.5-S1 ROZAMIENTO | PZ | 3.4
97815155 |  | MOLLA AD ANELLO D13 D16 | RINGFEDER D13 D16 | RING SPRING D13 D16 | RESSORT ANNEAU D13 D16 | ANILLO SPANILLO D13 D16 | PZ | 1.2
97815156 |  | MOLLA TR D=6 d=0,5 L=10 | FEDER D=6 d=0, 5L=10 | SPRING D=6 d=0, 5L=10 | RESSORT D=6 d=0, 5L=10 | MUELLE TR D=6 D=0,5 L=10 | PZ | 3.3
97815158 |  | MOLLA S D15,5-df1,5-L16,5 | FEDER | SPRING | RESSORT D15,5 DF1,5-L16,5 | MUELLE S D15,5-DF1,5-L16,5 | PZ | 2.9
97815159 |  | MOLLA N L39,5 S10/10 | FEDER N L39,5 S10/10 | SPRING N L39,5 S10/10 | RESSORT N L39,5 S10/10 | SPANILLO N L39,5 S10/10 | PZ | 11
97815166 |  | MOLLA PER PATTINO DI SCORRIM | GLEITUNG FUEHRUNG FEDER | SLIDING BLOCK SPRING | RESSORT GUIDE GLISSEMENT | RESORTE PARA PATÍN DESPLAZ | PZ | 3.2
97815170 |  | MOLLA C D12,7-DF0,9-L28 | FEDER D12,7-DF0,9-L28 | SPRING D12,7-DF0,9-L28 | RESSORT D12,7-DF0,9-L28 | SPANILLO D12,7-DF0,9-L28 | PZ | 2.5
97815172 |  | MOLLA PEDANA PEDALE | FEDER FUER FUSSSTEUERUNG | FOOT CONTROL PEDAL SPRING | RESSORT PEDALE R7 | MUELLE PLAN PEDAL | PZ | 7.2
97815173 |  | MOLLA C D=5,8X6,8 L=13,5 | FEDER C D=5,8X6,8 L=13,5 | SPRING C D=5,8X6,8 L=13,5 | RESSORT C D=5,8X6,8 L=13,5 | MUELLE C D=5,8X6,8 L=13,5 | PZ | 8.3
97815175 |  | MOLLA C D=11,9 DF=2,7 L=13,5 | FEDER SIECHERHEIT R-LEHNE | SPRING FOR BACKREST SAFETY | RESSORT POUR SECURITE DOSSIER | RESORTE PARA SEGURIDAD RESPALD | PZ | 3
97815194 |  | MOLLA A GAS 300N D50 ESC 167,5 | GASFEDER 300ND50 ESC 167,5 | 300N D50 ESC 167.5 GAS SPRING | RESSORT/GAZ 300N D50 DÉB.167,5 | RESORTE GAS 300N D50 ESC 167,5 | PZ | 49
97815195 |  | MOLLA FRIZION. ANT. SEDILE | MOLLA FRIZION. ANT. SITZ | MOLLA FRIZION. ANT. SEAT | MOLLA FRIZION. ANT. ASSISE | MOLLA FRIZION. ANT. ASIENTO | PZ | 2.8
97815196 |  | MOLLA SCHIENALE | MOLLA R.LEHNE | MOLLA BACKREST | MOLLA DOSSIER | MOLLA RESPALDO | PZ | 9.2
97815199 |  | MOLLA GUIDA CINGHIA | GÜRTEL-GUIDE-FRÜHLING | BELT GUIDE SPRING | CEINTURE GUIDE RESSORT | CORREA GUÍA DE PRIMAVERA | PZ | 4.5
97815210 |  | MOLLA RITORNO BARRA SALDANTE | HALTEFEDER SIEGELSTANGE | SEALING BAR RETURN SPRING | RESSORT RETOUR BARRE/SOUDAGE | RESORTE RETORNO BARRA SOLD | PZ | 2.3
97815221 |  | MOLLA TENDICINGHIA | RIEMENSPANNERFEDER | TENSION BELT SPRING | RESSORT TENSION COURROIE | RESORTE TENSOR DE CORREA | PZ | 7.6
97815222 |  | MOLLA PRESSORE | DRUCKFEDER | PRESSURE SPRING | RESSORT DE PRESSION | RESORTE DE PRESIÓN | PZ | 5.1
97815224 |  | MOLLA TR D15 DF2,5 L91,2 | FEDER TR D15 DF2,5 L91,2 | TR D15 DF2.5 L91.2 SPRING | RESSORT TR D15 DF2,5 L91,2 | RESORTE TR D15 DF2,5 L91,2 | PZ | 5.6
97815228 |  | MOLLA TRAZIONE | SPANNFEDER | TRACTION SPRING | RESSORT TRACTION | RESORTE DE TRACCION | PZ | 6.3
97815229 |  | MOLLA | FEDER | SPRING | RESSORT | MUELLE | PZ | 8.4
97815231 |  | MOLLA ESTRATTORE | FRÜHLING | SPRING | PRINTEMPS | RESORTE | PZ | 7.6
97815237 |  | MOLLA C D=7,2X8,8 L=21,5 | FEDER C D=7,2X8,8 L=21,5 | SPRING C D=7.8X8.8 L=21.5 | RESSORT C D=7,2X8,8 L=21,5 | RESORTE C D=7,2X8,8 L=21,5 | PZ | 2.7
97815244 |  | MOLLA BOCCOLA | FRÜHLING-BUSHING | SPRING BUSHING | BAGUE PRINTEMPS | BUJE DE RESORTE | PZ | 3.9
97815245 |  | MOLLA MICRO | MICRO-FRÜHLING | MICRO SPRING | MICRO RESSORT | MICRO RESORTE | PZ | 4.2
97815247 |  | MOLLA SISTEMA AGGANCIO | FRÜHLING-KUPPLUNGSSYSTEM | SPRING COUPLING SYSTEM | SYSTÈME DE COUPLAGE DE PRINTEM | SISTEMA DE ACOPLAMIENTO DE RES | PZ | 4.6
97815248 |  | MOLLA C D7,3 DF 1 LF10 | FEDER C D7,3 DF 1 LF10 | D7.3 DF 1 LF10 C SPRING | RESSORT C D7,3 DF 1 LF10 | MUELLE C D7,3 DF 1 LF10 | PZ | 1.1
97815259 |  | MOLLA A TRAZ. PORTA 60 | KLAPPENZUGFEDER 60 | 60 DOOR TENSION SPRING | RESSORT DE TRACT. PORTE 60 | MUELLE DE TRAC. PUERTA 60 | PZ | 11
97815261 |  | MOLLA C D11-DF2.2-L16.2 INOX | FEDER C D11-DF2.2-L16.2 EDELST | C D11-DF2.2-L16.2 INOX SPRING | RESSORT C D11-DF2.2-L16.2 INOX | MUELLE C D11-DF2.2-L16.2 INOX | PZ | 25
97815262 |  | MOLLA PER OBLO' | FENSTERFEDER | WINDOW SPRING | RESSORT SPHERE | RESORTE PARA VENTANILLA | PZ | 4.1
97815263 |  | MOLLA A GAS LIFT-O-MAT | GASFEDER LIFT-O-MAT | LIFT-O-MAT GAS SPRING | RESSORT À GAZ LIFT-O-MAT | MUELLE DE GAS LIFT-O-MAT | PZ | 37.5
97815271 |  | MOLLA A NASTRO RECUP BACCHETTA | BANDFEDER SCHIENENRÜCKH. | INSTRUMENT LEVER BAND SPRING | RESSORT RECUP. CRACHOIR | MUELLE RECUP. PALANCA | PZ | 4.8
97815278 |  | MOLLA COD.T31930 | FEDER. ART.-NR. T31930 | SPRING CODE T31930 | RESSORT CODE T31930 | MOLLA COD.T31930 | PZ | 5.6
97815280 |  | MOLLA C D12.2-DF1.9-L21 | FEDER C D12.2-DF1.9-L21 | C D12.2-DF1.9-L21 SPRING | RESSORT C D12.2-DF1.9-L21 | MUELLE C D12.2-DF1.9-L21 | PZ | 1.9
97815282 |  | MOLLA SISTEMA DI AGGANCIO | FEDER KUPPLUNGSSYSTEM | COUPLING SYSTEM SPRING | RESSORT SYSTEME D'ACCROCHAGE | MUELLE SISTEMA DE ACOPLAMIENTO | PZ | 2.1
97815283 |  | MOLLA SNODO BACCHETTA ECONOMIC | FEDER GELENK SCHIENE ECONOMIC | ECONOM LEVER ARTICUL SPRING | RESSORT JOCT.TIGE ECONOM. | MUELLE ARTIC.PALANCA ECON. | PZ | 1
97815292 |  | MOLLA INOX D5,33 DF0,65 L12,7 | FEDER INOX D5,33 DF0,65 L12,7 | D5,33 DF0,65 L12,7 INOX SPRING | RESS. INOX D5,33 DF0,65 L12,7 | MUELLE INOX D5D33 DF0,65 L12,7 | PZ | 6.2
97815296 | #20 | MOLLA BIFILARE BIFM202059 | ZWEIFÄDIGE FEDER BIFM202059 | BIFM202059 TWO WIRE SPRING | RESSORT BIFILAIRE BIFM202059 | MUELLE BIFILAR BIFM202059 | PZ | 1.1
97815297 |  | MOLLA IMBUTO | TRICHTERKLAMMER | FUNNEL SPRING | RESSORT ENTONNOIR | MUELLE EMBUDO | PZ | 16
97815298 |  | MOLLA DE=34,56 DF=2,16 L0=50,8 | DE=34,56 DF=2,16 L0=50,8 FEDE | DE=34,56 DF=2,16 L0=50,8 SPRIN | RESS.DE=34,56 DF=2,16 L0=50,8 | MUELLEDE=34,56 DF=2,16 L0=50,8 | PZ | 12
97815303 |  | MOLLA A GAS 350N D=28 | GASDRUCKFEDER 350N D=28 | GAS SPRING 350N D=28 | RESSORT A GAZ 350N D=28 | MUELLE DE GAS 350N D=28 | PZ | 55
97815304 |  | MOLLA C D7,62-DF1,24-L11,13 | FEDER C D7,62-DF1,24-L11,13 | D7.62-DF1.24-L11.13 C SPRING | RESSORT C D7,62-DF1,24-L11,13 | MUELLE C D7,62-DF1,24-L11,13 | PZ | 1.8
97815318 |  | MOLLA C D11,6-DF1,6-L85 | FEDER C D11,6-DF1,6-L85 | D11,6-DF1,6-L85 C SPRING | RESSORT C D11,6-DF1,6-L85 | MUELLE C D11,6 DF 1,6 L85 | PZ | 6
97818900 |  | MOLLA C D11.6-df1.8-L18.8 | FEDER TRENNER RUCKENLEHNE | BACKREST DISJUNCTOR SPRING | RESSORT D11.6-DF1.8-L18.8 DISJ | MUELLE C D11.6-DF1.8-L18.8 | PZ | 5.6
97819000 |  | MOLLA T D7.8-DF0.8-L27 | PEDALRUCKHOLFEDER | FOOT CONTROL RETURN SPRIG | RESSORT RAPPEL PEDALE | RESORTE T D7.8-DF0.8-L27 | PZ | 4.9
97819200 |  | MOLLA C D20.5-DF2-L50 | FEDER C D20.5-DF2-L50 | SPRING C D20.5-DF2-L50 | RESSORT C D20.5-DF2-L50 | MUELLE C D20.5-DF2-L50 | PZ | 2.2
97820000 |  | MOLLA C D15.3-df0.9-L14.9 | FEDER C D=15.3-df0.9-L14.9 | SPRING C D=15.3-df0.9-L14.9 | RESSORTC D=15.3-df0.9-L14.9 | SPANILLO C D=15.3-df0.9-L14.9 | PZ | 1.7
97827600 |  | MOLLA C D5.85-df0.4-L11.8 | FEDER RUCKSCHLAUGVENTIL | NON RETURN VALVE SPRING | RESSORT CLAPET ANTI-RETOUR | RESORTE C D5.85-DF0.4-L11.8 | PZ | 2.1
97850027 | #6(*) | DAILY OIL PLUS 500ML | DAILY OIL PLUS 500ML | DAILY OIL PLUS 500ML | DAILY OIL PLUS 500ML | DAILY OIL PLUS 500ML | PZ | 52
97850038 |  | TUBETTO GRASSO NILEX EP1 50GR | TUBETTO GRASSO NILEX EP1 50GR | TUBETTO GRASSO NILEX EP1 50GR | TUYAU GRAISSE NILEX EP1 50GR | TUBO GRASA NILEX EP1 50GR | PZ | 19
97854000 | (**) | VERNICE ALLA NITRO 50G | TEILE LACK 11 LEUCHTWEISS 50GR | PC.COLOUR 11 SHINY WHITE 50 GR | PC.TEINTE 11 BLANC BRIL. 50G | BARNIZ NITRO 50 G | PZ | 5.5
97860021 |  | CONTEN PP 10-1/4 BIANCO | PUREVESSEL 10 1/4 WEISS'' | PUREVESSEL 10 1/4 WHITE'' | PUREVESSEL 10 1/4 BLANC'' | PUREVESSEL 10 1/4 BLANCO'' | PZ | 23
97860028 |  | CARTUCCIA STAMPANTE ROLLING | PATRONE FÜR DRUCKER ROLLING | ROLLING PRINTER CARTRIDGE | CARTOUCHE IMPRIMANTE ROLLING | CARTUCHO IMPRESORA ROLLING | PZ | 48.5
97860030 |  | VASCHETTA E COPERCHIO DETERSIV | DECKEL SCHALE-REINIGUNG | BOWL-DETERGENT LID | RÉSERVOIR DE DÉTERGENT AVEC CO | TANQUE DE DETERGENTE CON LA TA | PZ | 28
97860031 |  | CARAFFA GRADUATA BASSA | NIEDRIGE GRADUIERTE KARAFFE | LOW GRADUATED CARAFE | CARAFE GRADUEE PETITE | JARRA GRADUADA BAJA | PZ | 9.7
97900239 |  | ROTOLO TEFL. S=0.152 H=1'' | ROLLE TEFL.S=0,152 H=1 | COIL TEFL.S=0,152 H=1 | ROULEAU TEFL.S=0,152 H=1 | ROLLO TEFL. S=0.152 H=1'' | MT | 5
97900448 |  | BASETTA FISSAGGIO MICRO | GR. BEFEST MIKRO | MICROSWITCH CLAMP GR. | GR.FIXATION MICRO | BASE DE FISAJE MICRO | PZ | 1
97900674 |  | VELCRO DUAL-LOCK H=25MM | KLETTVERSCHL. DUAL-LOCK H=25 M | DUAL LOCK VELCRO | VELCRO DUAL LOCK H=25MM | VELCRO DUAL-LOCK H=25MM | MT | 28
97900711 |  | SCHIENALE L101 VERDE CARAIBI | RÜCKENLEHNE L101 KARIBIK GRÜN | BACKREST L101 CARIBBEAN GREEN | DOSSIER L101 VERT CARAÏBES | RESPALDO L101 VERDE CARIBE | PZ | 426
97900712 |  | SCHIENALE L102 BLU ATLANTICO | RÜCKENLEHNE L102 ATLANTIK BLAU | BACKREST L102 ATLANTIC BLUE | DOSSIER L102 BLEU ATLANTIQUE | RESPALDO L102 AZÚL ATLÁNTICO | PZ | 426
97900713 |  | SCHIENALE L 103 GIALLO NEVADA | RÜCKENLEHNE L 103 NEVADA GELB | BACKREST L 103 NEVADA YELLOW | DOSSIER L 103 JAUNE NEVADA | RESPALDO L 103 AMARILLO NEVADA | PZ | 426
97900714 |  | SCHIENALE L 106 AZZURRO MEDITE | RÜCKENLEHNE L 106 MEDITER BLAU | BACKREST L 106 MEDITERRAN BLUE | DOSSIER L 106 BLEU MÉDITERRANÉ | RESPALDO L 106 AZÚL MEDITERRÁN | PZ | 426
97900717 |  | SCHIENALE L 113 BLU PACIFICO | RÜCKENLEHNE L 113 PAZIFIK BLAU | BACKREST L 113 PACIFIC BLUE | DOSSIER L 113 BLEU PACIFIQUE | RESPALDO L 113 AZÚL PACÍFICO | PZ | 426
97900727 |  | SCHIENALE L 115 SALMONE SCOZZE | RÜCKENLEHNE L 115 LACHSROT | BACKREST L 115 SCOTTISH SALMON | DOSSIER L 115 SAUMON | RESPALDO L 115 SALMÓN ESCOCÉS | PZ | 426
97900758 |  | SCHIENALE MOD 7 101 VERDE CARA | RÜCKENLEHNE MOD 7 101 KAR GRÜN | BACKREST MOD 7 101 CARIB GREEN | DOSSIER MOD 7 101 VERT CARAÏBE | RESPALDO MOD 7 101 VERDE CARIB | PZ | 291
97900759 |  | SCHIENALE MOD 7 102 BLU ATLANT | RÜCKENLEHNE MOD 7 102 ATL BLAU | BACKREST MOD 7 102 ATLANT BLUE | DOSSIER MOD 7 102 BLEU ATLANTI | RESPALDO MOD 7 102 AZÚL ATLÁNT | PZ | 291
97900760 |  | SCHIENALE MOD 7 103 GIALLO NEV | RÜCKENLEHNE MOD 7 103 NEV GELB | BACKREST MOD 7 103 NEVA YELLOW | DOSSIER MOD 7 103 JAUNE NEVADA | RESPALDO MOD 7 103 AMARILLO NE | PZ | 291
97900761 |  | SCHIENALE MOD 7 106 AZZURR MED | RÜCKENLEHNE MOD 7 106 MED BLAU | BACKREST MOD 7 106 MEDITE BLUE | DOSSIER MOD 7 106 BLEU MÉDITER | RESPALDO MOD 7 106 AZÚL MEDITE | PZ | 291
97900765 |  | SCHIENALE MOD 7 113 BLU PACIFI | RÜCKENLEHNE MOD 7 113 PAZ BLAU | BACKREST MOD 7 113 PACIFI BLUE | DOSSIER MOD 7 113 BLEU PACIFIQ | RESPALDO MOD 7 113 AZÚL PACÍFI | PZ | 291
97900767 |  | SCHIENALE MOD 7 115 SALMON SCO | RÜCKENLEHNE MOD 7 115 LACHSROT | BACKREST MOD 7 115 SCOT SALMON | DOSSIER MOD 7 115 SAUMON | RESPALDO MOD 7 115 SALMÓN ESCO | PZ | 291
97900785 |  | TUBO ASP. D17 CON MET. L1800 | METGRAU ABSAUGSCHL.D17,5 L1800 | SUCT. HOSE D=17 L=1800 + MET | TUBE ASPIR. D=17 L=1800 + MET | MANG ASPIR METGRIS D17,5 L1800 | PZ | 50.5
97900786 |  | TUBO ASP. D11,5 CON MET. L1800 | MET GRAU ABSAUSCHL.D11,3 L1800 | SUCT. HOSE D=11,5 L=1800+MET | TUYAU ASPIR.D=11,5 L=1800+MET | MANG ASPIR D11,5 METAL L1800 | PZ | 38.5
97900794 |  | SEDUTA MOD 8 101 VERDE CARAIBI | SITZ MOD 8 101 KARIBIK GRÜN | SEAT MOD 8 101 CARIBBEAN GREEN | ASSISE MOD 8 101 VERT CARAÏBES | ASIENTO MOD 8 101 VERDE CARIBE | PZ | 289
97900795 |  | SEDUTA MOD 8 102 BLU ATLANTICO | SITZ MOD 8 102 ATLANTIK BLAU | SEAT MOD 8 102 ATLANTIC BLUE | ASSISE MOD 8 102 BLEU ATLANTIQ | ASIENTO MOD 8 102 AZÚL ATLÁNTI | PZ | 289
97900796 |  | SEDUTA MOD 8 103 GIALLO NEVADA | SITZ MOD 8 103 NEVADA GELB | SEAT MOD 8 103 NEVADA YELLOW | ASSISE MOD 8 103 JAUNE NEVADA | ASIENTO MOD 8 103 AMARILLO NEV | PZ | 289
97900797 |  | SEDUTA MOD 8 106 AZZURRO MEDIT | SITZ MOD 8 106 MEDITERAN BLAU | SEAT MOD 8 106 MEDITERRAN BLUE | ASSISE MOD 8 106 BLEU MÉDITERR | ASIENTO MOD 8 106 AZÚL MEDITER | PZ | 289
97900802 |  | SEDUTA MOD 8 113 BLU PACIFICO | SITZ MOD 8 113 PAZIFIK BLAU | SEAT MOD 8 113 PACIFIC BLUE | ASSISE MOD 8 113 BLEU PACIFIQU | ASIENTO MOD 8 113 AZÚL PACÍFIC | PZ | 289
97900804 |  | SEDUTA MOD 8 115 SALMONE SCOZZ | SITZ MOD 8 115 LACHSROT | SEAT MOD 8 115 SCOTTISH SALMON | ASSISE MOD 8 115 SAUMON | ASIENTO MOD 8 115 SALMÓN ESCOC | PZ | 289
97900874 |  | SCHIENALE S 101 VERDE CARAIBI | RÜCKENLEHNE S 101 KARIBIK GRÜN | BACKREST S 101 CARIBBEAN GREEN | DOSSIER S 101 VERT CARAÏBES | RESPALDO S 101 VERDE CARIBE | PZ | 375
97900875 |  | SCHIENALE S 102 BLU ATLANTICO | RÜCKENLEHNE S 102 ATLANTI BLAU | BACKREST S 102 ATLANTIC BLUE | DOSSIER S 102 BLEU ATLANTIQUE | RESPALDO S 102 AZÚL ATLÁNTICO | PZ | 375
97900876 |  | SCHIENALE S 103 GIALLO NEVADA | RÜCKENLEHNE S 103 NEVADA GELB | BACKREST S 103 NEVADA YELLOW | DOSSIER S 103 JAUNE NEVADA | RESPALDO S 103 AMARILLO NEVADA | PZ | 375
97900878 |  | SCHIENALE S 106 AZZURRO MEDITE | RÜCKENLEHNE S 106 MEDITER BLAU | BACKREST S 106 MEDITERRAN BLUE | DOSSIER S 106 BLEU MÉDITERRANÉ | RESPALDO S 106 AZÚL MEDITERRÁN | PZ | 375
97900885 |  | SCHIENALE S 113 BLU PACIFICO | RÜCKENLEHNE S 113 PAZIFIK BLAU | BACKREST S 113 PACIFIC BLUE | DOSSIER S 113 BLEU PACIFIQUE | RESPALDO S 113 AZÚL PACÍFICO | PZ | 375
97900887 |  | SCHIENALE S 115 SALMONE SCOZZE | RÜCKENLEHNE S 115 LACHSROT | BACKREST S 115 SCOTTISH SALMON | DOSSIER S 115 SAUMON | RESPALDO S 115 SALMÓN ESCOCÉS | PZ | 375
97900910 |  | SCHIENALE 101 VERDE CARAIBI | RÜCKENLEHNE 101 KARIBIK GRÜN | BACKREST 101 CARIBBEAN GREEN | DOSSIER 101 VERT CARAÏBES | RESPALDO 101 VERDE CARIBE | PZ | 377
97900911 |  | SCHIENALE 102 BLU ATLANTICO | RÜCKENLEHNE 102 ATLANTIK BLAU | BACKREST 102 ATLANTIC BLUE | DOSSIER 102 BLEU ATLANTIQUE | RESPALDO 102 AZÚL ATLÁNTICO | PZ | 377
97900912 |  | SCHIENALE 103 GIALLO NEVADA | RÜCKENLEHNE 103 NEVADA GELB | BACKREST 103 NEVADA YELLOW | DOSSIER 103 JAUNE NEVADA | RESPALDO 103 AMARILLO NEVADA | PZ | 377
97900913 |  | SCHIENALE 106 AZZURRO MEDITERR | RÜCKENLEHNE 106 MEDITERAN BLAU | BACKREST 106 MEDITERRANEA BLUE | DOSSIER 106 BLEU MÉDITERRANÉEN | RESPALDO 106 AZÚL MEDITERRÁNEO | PZ | 377
97900916 |  | SCHIENALE 113 BLU PACIFICO | RÜCKENLEHNE 113 PAZIFIK BLAU | BACKREST 113 PACIFIC BLUE | DOSSIER 113 BLEU PACIFIQUE | RESPALDO 113 AZÚL PACÍFICO | PZ | 377
97900917 |  | SCHIENALE 115 SALMONE SCOZZESE | RÜCKENLEHNE 115 LACHSROT | BACKREST 115 SCOTTISH SALMON | DOSSIER 115 SAUMON | RESPALDO 115 SALMÓN ESCOCÉS | PZ | 377
97900968 |  | KIT N 10+10 PROTEZ. PULSAN | TASTENSCHUTZ 10+10 STK KIT | BUTTON PROTECT 10+10 PCS KIT | KIT 10+10 PROTECTION CLAVIER | KIT N 10+10 PROTEC. STK KIT | PZ | 24.5
97900980 |  | LACCIO DA COLLO MYRAY | UMHAENGEBAND FUER WDS SENSOR | WDS SENSOR NECK STRING | CORDON COU CAPTEUR WDS | CINTA PARA CUELLO MYRAY | PZ | 19.5
97900982 |  | PROT. MONOUSO XL 100 PZ | 100 ST. XL EINWEGSCHUTZHUE | DISP.PROTECTION XL-100 PC | PROTECT.JETAB XL -100 PCS | PROT. MONOUSO XL - 100 UDS | PZ | 42
97900990 |  | GRIGLIA D=65 INOX A BICCHIERE | INOX GLASSGITTER D=65 | CUP GRID INOX D=65 | GRILLE INOX JARRE D=65 | REJILLA D=65 INOX A VASO | PZ | 5.6
97901010 |  | SCHIENALE L 121 GRIGIO ANTRACI | RÜCKENLEHNE L 121 ANTHRAZ GRAU | BACKREST L 121 ANTHRACITE GREY | DOSSIER L 121 GRIS ANTHRACITE | RESPALDO L 121 GRIS ANTRACITA | PZ | 426
97901012 |  | SCHIENALE L 123 VERDE POLINESI | RÜCKENLEHNE L 123 POLYNES GRÜN | BACKREST L 123 POLYNESIA GREEN | DOSSIER L 123 VERT POLYNÉSIE | RESPALDO L 123 VERDE POLINESIA | PZ | 426
97901014 |  | SCHIENALE S 121 GRIGIO ANTRACI | RÜCKENLEHNE S 121 ANTHRAZ GRAU | BACKREST S 121 ANTHRACITE GREY | DOSSIER S 121 GRIS ANTHRACITE | RESPALDO S 121 GRIS ANTRACITA | PZ | 375
97901016 |  | SCHIENALE S 123 VERDE POLINESI | RÜCKENLEHNE S 123 POLYNES GRÜN | BACKREST S 123 POLYNESIA GREEN | DOSSIER S 123 VERT POLYNÉSIE | RESPALDO S 123 VERDE POLINESIA | PZ | 375
97901030 |  | SCHIENALE 121 GRIGIO ANTRACITE | RÜCKENLEHNE 121 ANTHRAZIT GRAU | BACKREST 121 ANTHRACITE GREY | DOSSIER 121 GRIS ANTHRACITE | RESPALDO 121 GRIS ANTRACITA | PZ | 377
97901032 |  | SCHIENALE 123 VERDE POLINESIA | RÜCKENLEHNE 123 POLYNESIE GRÜN | BACKREST 123 POLYNESIAN GREEN | DOSSIER 123 VERT POLYNÉSIE | RESPALDO 123 VERDE POLINESIA | PZ | 377
97901039 |  | SCHIENALE MOD 7 121 GRIGIO ANT | RÜCKENLEHNE MOD 7 121 ANT GRAU | BACKREST MOD 7 121 ANTHR GREY | DOSSIER MOD 7 121 GRIS ANTHRA | RESPALDO MOD 7 121 GRIS ANTRAC | PZ | 291
97901041 |  | SCHIENALE MOD 7 123 VERDE POLI | RÜCKENLEHNE MOD 7 123 POL GRÜN | BACKREST MOD 7 123 POLYN GREEN | DOSSIER MOD 7 123 VERT POLYNÉS | RESPALDO MOD 7 123 VERDE POLIN | PZ | 291
97901047 |  | SEDUTA MOD 8 121 GRIGIO ANTRAC | SITZ MOD 8 121 ANTHRAZIT GRAU | SEAT MOD 8 121 ANTHRACITE GREY | ASSISE MOD 8 121 GRIS ANTHRAC | ASIENTO MOD 8 121 GRIS ANTRACI | PZ | 289
97901049 |  | SEDUTA MOD 8 123 VERDE POLINES | SITZ MOD 8 123 POLYNESIEN GRÜN | SEAT MOD 8 123 POLYNESIA GREEN | ASSISE MOD 8 123 VERT POLYNÉSI | ASIENTO MOD 8 123 VERDE POLINE | PZ | 289
97901073 |  | SEDUTA MOD 7 101 VERDE CARAIBI | SITZ MOD 7 101 KARIBIK GRÜN | SEAT MOD 7 101 CARIBBEAN GREEN | ASSISE MOD 7 101 VERT CARAÏBES | ASIENTO MOD 7 101 VERDE CARIBE | PZ | 330
97901074 |  | SEDUTA MOD 7 102 BLU ATLANTICO | SITZ MOD 7 102 ATLANTIK BLAU | SEAT MOD 7 102 ATLANTIC BLUE | ASSISE MOD 7 102 BLEU ATLANTIQ | ASIENTO MOD 7 102 AZÚL ATLÁNTI | PZ | 330
97901075 |  | SEDUTA MOD 7 103 GIALLO NEVADA | SITZ MOD 7 103 NEVADA GELB | SEAT MOD 7 103 NEVADA YELLOW | ASSISE MOD 7 103 JAUNE NEVADA | ASIENTO MOD 7 103 AMARILLO NEV | PZ | 330
97901076 |  | SEDUTA MOD 7 106 AZZURRO MEDIT | SITZ MOD 7 106 MEDITERAN BLAU | SEAT MOD 7 106 MEDITERRAN BLUE | ASSISE MOD 7 106 BLEU MÉDITERR | ASIENTO MOD 7 106 AZÚL MEDITER | PZ | 330
97901080 |  | SEDUTA MOD 7 113 BLU PACIFICO | SITZ MOD 7 113 PAZIFIK BLAU | SEAT MOD 7 113 PACIFIC BLUE | ASSISE MOD 7 113 BLEU PACIFIQU | ASIENTO MOD 7 113 AZÚL PACÍFIC | PZ | 330
97901082 |  | SEDUTA MOD 7 115 SALMONE SCOZZ | SITZ MOD 7 115 LACHSROT | SEAT MOD 7 115 SCOTTISH SALMON | ASSISE MOD 7 115 SAUMON | ASIENTO MOD 7 115 SALMÓN ESCOC | PZ | 330
97901085 |  | SEDUTA MOD 7 121 GRIGIO ANTRAC | SITZ MOD 7 121 ANTHRAZIT GRAU | SEAT MOD 7 121 ANTHRACITE GREY | ASSISE MOD 7 121 GRIS ANTHRAC | ASIENTO MOD 7 121 GRIS ANTRACI | PZ | 330
97901086 |  | SEDUTA MOD 7 123 VERDE POLINES | SITZ MOD 7 123 POLYNESIEN GRÜN | SEAT MOD 7 123 POLYNESIA GREEN | ASSISE MOD 7 123 VERT POLYNÉSI | ASIENTO MOD 7 123 VERDE POLINE | PZ | 330
97901087 |  | CONFEZ PROTEZ MONOUSO 20800 | PACKUNG EINWEGSCHUTZHUELLEN | DISPOSABLE PROTECTIONS | PROTECTIONS JETABLES | PAQUETE PROTEC DESECHABLE | PZ | 374
97901104 |  | RIC. CENTRATORI BITEWING #1 | ERSATZ BITEWING-ZENTRIERVOR.#1 | BITEWING #1 CENTRALIZER RECH. | RECHARGE CENTR.BITEWING #1 | REC CENTRADORES BITEWING #1 | PZ | 149
97901105 |  | RIC. CENTRATORI BITEWING #2 | ERSATZ BITEWING-ZENTRIERVOR.#2 | BITEWING #2 CENTRALIZER RECH. | RECHARGE CENTR.BITEWING #2 | RECARGA CENTR.BITEWING #2 | PZ | 149
97901106 |  | RIC. CENTRATORI POSTERIORI #1 | ERSATZ HINTERS ZENTRIERVOR. #1 | REAR #1 CENTRALIZERS RECHARGE | RECHARGE CENTR. POSTERIEURS #1 | REC CENTRADORES TRASEROS #1 | PZ | 148
97901107 |  | RIC. CENTRATORI POSTERIORI #2 | ERSATZ HINTERS ZENTRIERVOR. #2 | REAR #2 CENTRALIZERS RECHARGE | RECHARGE CENTR. POSTERIEURS #2 | REC CENTRADORES TRASEROS #2 | PZ | 152
97901108 |  | RIC. CENTRATORI PERIAPICALI #1 | ERS. PERIAPIK. ZENTRIERVOR.#1 | PERIAPICAL #1 CENTRAL. RECH. | RECHARGE CENTR. PERIAPICAL #1 | REC CENTRADORES PERIAPICAL #1 | PZ | 148
97901109 |  | RIC. CENTRATORI PERIAPICALI #2 | ERS. PERIAPIK. ZENTRIERVOR.#2 | PERIAPICAL #2 CENTRALIZ. RECH. | RECHARGE CENTR. PERIAPICAL #2 | REC CENTRAD.PERIAPICALES #2 | PZ | 152
97901110 |  | RIC. CENTRATORI ENDO #1 | ERSATZ ENDO-ZENTRIERVOR. #1 | INTRA #1 CENTRALIZERS RECHARGE | RECHARG CENTR.ENDO #1 | RECARGA CENTR. ENDO #1 | PZ | 152
97901111 |  | RIC. CENTRATORI ENDO #2 | ERSATZ ENDO-ZENTRIERVOR. #2 | INTRA #2 CENTRALIZERS RECHARGE | RECHARGE CENTR. ENDO #2 | REC CENTRADORES ENDO #2 | PZ | 143
97901112 |  | RIC. 5 ANELLI PER CENTRATORI | AUFLAD.5 RING FUER ZENTR. | RECH.5 RINGS FOR CENT. DEVICE | RECH. 5 ANNEAUX POUR CENTR. | REC 5 ANILLOS PARA CENTRADORE | PZ | 49
97901113 |  | PROTEZ IG MYRAY SIZE1 500PZ | HYGIEN. SCHUTZ MYRAY # 1 | HYGIEN. PROTECT. MYRAY # 1 | PROTECT. HYGIEN. MYRAY # 1 | PROTEC IG MYRAY SIZE1 500PZAS. | PZ | 65
97901114 |  | PROTEZ IG SIZE2 500PZ | HYGIEN. SCHUTZ # 2 (500PCS) | HYGIEN. PROTECT. # 2 (500PCS) | PROTECT. HYGIEN. # 2 (500PCS) | PROTECCHIGIÉNICAS #2 (500PZ) | PZ | 65
97901118 |  | TELECAMERA ''C-U2'' INTEGRATA | INTEGRIERTE C-U2 KAMERA | INTEGRATED C-U2 CAMERA | CAMERA C-U2 INTEGREE | CAMARA C-U2 INTEGRADA | PZ | 1290
97901120 |  | KIT N 10+10 PROTEZ. PULSAN | 10+10 TASTATURSCHUTZ-KIT | 10+10 KEYBOARD PROTECT.KIT | KIT 10+10 PROTECT. CLAVIER | KIT 10+10 PROTEC. TECLADO | PZ | 33.5
97901121 |  | FOGLIO ISOLANTE TESTATA RX | ISOLIERPLATTE KOPFTEIL RX | INSULATING SHEET RX-DC HEAD | FEUILLE ISOLANTE TETE RX-DC | PLACA ISOLANTE CABEZAL RX | PZ | 2.6
97901127 |  | SCHIENALE L 199 GRIG ANT VISCO | RÜCKENLEHNE L SOFT 199 AN GRAU | BACKREST L VISCO 199 ANTH GREY | DOSSIER L VISCO 199 GRIS ANTH | RESPALDO L VISCO 199 GRIS ANTR | PZ | 409
97901128 |  | SCHIENALE 199 GRIGIO ANT VISCO | RÜCKENLEHNE SOFT 199 ANTH GRAU | BACKREST VISCO 199 ANTHRA GREY | DOSSIER VISCO 199 GRIS ANTHRA | RESPALDO VISCO 199 GRIS ANTRAC | PZ | 550
97901131 |  | SCHIENALE L 198 BLU ATLA VISCO | RÜCKENLEHNE L SOFT 198 AT BLAU | BACKREST L VISCO 198 ATLA BLUE | DOSSIER L VISCO 198 BLEU ATLAN | RESPALDO L VISCO 198 AZÚL ATLÁ | PZ | 409
97901132 |  | SCHIENALE 198 BLU ATLANT VISCO | RÜCKENLEHNE SOFT 198 ATLA BLAU | BACKREST VISCO 198 ATLANT BLUE | DOSSIER VISCO 198 BLEU ATLANTI | RESPALDO VISCO 198 AZÚL ATLÁNT | PZ | 550
97901141 |  | SEDILE 101 VERDE CARAIBI | SITZ 101 KARIBIK GRÜN | SEAT 101 CARIBBEAN GREEN | ASSISE 101 VERT CARAÏBES | ASIENTO 101 VERDE CARIBE | PZ | 755
97901142 |  | SEDILE 102 BLU ATLANTICO | SITZ 102 ATLANTIK BLAU | SEAT 102 ATLANTIC BLUE | ASSISE 102 BLEU ATLANTIQUE | ASIENTO 102 AZÚL ATLÁNTICO | PZ | 755
97901143 |  | SEDILE 103 GIALLO NEVADA | SITZ 103 NEVADA GELB | SEAT 103 NEVADA YELLOW | ASSISE 103 JAUNE NEVADA | ASIENTO 103 AMARILLO NEVADA | PZ | 755
97901144 |  | SEDILE 106 AZZURRO MEDITERRANE | SITZ 106 MEDITERAN BLAU | SEAT 106 MEDITERRANEAN BLUE | ASSISE 106 BLEU MÉDITERRANÉEN | ASIENTO 106 AZÚL MEDITERRÁNEO | PZ | 755
97901147 |  | SEDILE 113 BLU PACIFICO | SITZ 113 PAZIFIK BLAU | SEAT 113 PACIFIC BLUE | ASSISE 113 BLEU PACIFIQUE | ASIENTO 113 AZÚL PACÍFICO | PZ | 755
97901148 |  | SEDILE 115 SALMONE SCOZZESE | SITZ 115 LACHSROT | SEAT 115 SCOTTISH SALMON | ASSISE 115 SAUMON | ASIENTO 115 SALMÓN ESCOCÉS | PZ | 755
97901150 |  | SEDILE 121 GRIGIO ANTRACITE | SITZ 121 ANTHRAZIT GRAU | SEAT 121 ANTHRACITE GREY | ASSISE 121 GRIS ANTHRACITE | ASIENTO 121 GRIS ANTRACITA | PZ | 755
97901151 |  | SEDILE 123 VERDE POLINESIA | SITZ 123 POLYNESIEN GRÜN | SEAT 123 POLYNESIAN GREEN | ASSISE 123 VERT POLYNÉSIE | ASIENTO 123 VERDE POLINESIA | PZ | 755
97901177 |  | SCHIENALE L 195 SALM SCO VISCO | RÜCKENLEHNE L SOFT 195 LACHSRO | BACKREST L VISCO 195 SCO SALMO | DOSSIER L VISCO 195 SAUMON | RESPALDO L VISCO 195 SALMÓN ES | PZ | 409
97901178 |  | SCHIENALE 195 SALMONE SC VISCO | RÜCKENLEHNE SOFT 195 LACHSROT | BACKREST VISCO 195 SCOT SALMON | DOSSIER VISCO 195 SAUMON | RESPALDO VISCO 195 SALMÓN ESCO | PZ | 550
97901181 |  | SCHIENALE L 196 AZZ MED VISCO | RÜCKENLEHNE L SOFT 196 ME BLAU | BACKREST L VISCO 196 MEDI BLUE | DOSSIER L VISCO 196 BLEU MÉDIT | RESPALDO L VISCO 196 AZÚL MEDI | PZ | 409
97901182 |  | SCHIENALE 196 AZZURRO ME VISCO | RÜCKENLEHNE SOFT 196 MEDI BLAU | BACKREST VISCO 196 MEDITE BLUE | DOSSIER VISCO 196 BLEU MÉDITER | RESPALDO VISCO 196 AZÚL MEDITE | PZ | 550
97901185 |  | SCHIENALE L 197 VERD CAR VISCO | RÜCKENLEHNE L SOFT 197 KA GRÜN | BACKREST L VISCO 197 CAR GREEN | DOSSIER L VISCO 197 VERT CARAÏ | RESPALDO L VISCO 197 VERDE CAR | PZ | 409
97901186 |  | SCHIENALE 197 VERDE CARA VISCO | RÜCKENLEHNE SOFT 197 KARI GRÜN | BACKREST VISCO 197 CARIB GREEN | DOSSIER VISCO 197 VERT CARAÏBE | RESPALDO VISCO 197 VERDE CARIB | PZ | 550
97901187 |  | SCHIENALE S 195 SALM SCO VISCO | RÜCKENLEHNE S SOFT 195 LACHSRO | BACKREST S VISCO 195 SCO SALMO | DOSSIER S VISCO 195 SAUMON | RESPALDO S VISCO 195 SALMÓN ES | PZ | 372
97901188 |  | SCHIENALE S 196 AZZUR ME VISCO | RÜCKENLEHNE S SOFT 196 ME BLAU | BACKREST S VISCO 196 MEDI BLUE | DOSSIER S VISCO 196 BLEU MÉDIT | RESPALDO S VISCO 196 AZÚL MEDI | PZ | 372
97901189 |  | SCHIENALE S 197 VERD CAR VISCO | RÜCKENLEHNE S SOFT 197 KA GRÜN | BACKREST S VISCO 197 CAR GREEN | DOSSIER S VISCO 197 VERT CARAÏ | RESPALDO S VISCO 197 VERDE CAR | PZ | 372
97901190 |  | SCHIENALE S 198 BLU ATLA VISCO | RÜCKENLEHNE S SOFT 198 AT BLAU | BACKREST S VISCO 198 ATLA BLUE | DOSSIER S VISCO 198 BLEU ATLAN | RESPALDO S VISCO 198 AZÚL ATL | PZ | 372
97901191 |  | SCHIENALE S 199 GRIG ANT VISCO | RÜCKENLEHNE S SOFT 199 AN GRAU | BACKREST S VISCO 199 ANTH GREY | DOSSIER S VISCO 199 GRIS ANTH | RESPALDO S VISCO 199 GRIS ANTR | PZ | 372
97901232 |  | PROT TERM LAMP POLIM | THERM.SCH. POLYM. LAMPE | POLYM LAMP TERM PROTECT | PROT. THER.LAMPE POLIM | PROT. TERM. LAMPARA POLIM. | PZ | 7
97901309 |  | KIT PROTEZ. SEDILE S300P-S320P | SITZSCHUTZ FÜR S300P-S320P | SEAT PROTECT KIT S300P-S320P | KIT PROT. ASSISE S300P-S320P | KIT PROTEC ASI S300P-S320P | PZ | 125
97901312 |  | KIT PROTEZ.SEDILE | SCHUTZBEZUG FUER STUHL | SEAT PROTECTION KIT | KIT PROTECTION ASSISE FAUTEUIL | KIT PROTECION ASIENTO | PZ | 107
97901341 |  | FOGLIO ISOLANTE CONDENSAT. RX | RX KONDENSOR ISOLIERBLATT | INSULAT.SHEET RX CONDENSER | FEUILLE ISOLAT. CONDENSEUR RX | HOJA AISLAM. CONDENSADOR RX | PZ | 1.5
97901426 | #10 | KIT LINEA STERILE 2 STRUM. | STERILWEG KIT FÜR 2 INSTRUMENT | 2 INSTRUM. STERIL. LINE KIT | KIT LIGNE STERILE 2 INSTRUM. | KIT LINEA ESTERIL 2 INSTRUM. | PZ | 23
97901440 |  | PROTEZIONE SCHEDA POLTR. | SCHUTZ P.STUHL-PLATINE | CHAIR BOARD PROTECTION | PROTECTION PLATINE FAUTEUIL | PROTECCIÓN TARJETA SILL. | PZ | 2.4
97901443 |  | POSIZIONATORE M8X16 | POSITIONIERER M8X16 | POSITIONER M8X16 | POSITIONNEUR M8X16 | POSICIONADOR M8X16 | PZ | 12.5
97901446 | #10(*) | ROTOLO CARTA TERM L57XD50 | L57XD50 THERMISCHE PAPIERROLLE | THERMAL PAPER ROLL L57XD50 | ROULEAU PAPIER THERM. L57XD50 | ROLLO PAPEL TERMICO L57XD50 | PZ | 6.2
97901452 |  | FLOW RESTRICTOR CA-FR5030 | DURCHFLUSSBEGRENZER CA-FR5030 | SPEC. FITTING -(THERMOPL-POLYU | LIMITEUR DE DÉBIT CA-FR5030 | FLOW RESTRICTOR CA-FR5030 | PZ | 13
97901453 |  | FLOW RESTRICTOR CA-FR5042 | FLOW LEITUNGSDROSSEL CA-FR5042 | FLOW RESTRICTOR CA-FR5042 | RESTRICTEUR DE DÉBIT CA-FR5042 | RESTRICTOR DE FLUJO CA-FR5042 | PZ | 16.5
97901502 |  | COPERTURA ISOLAN.GENERATORE | ABDICHTUNG GENERATOR | GENERATOR INSULAT. COVER | CARTER ISOL.GÉNÉRATEUR | COBERTURA AISLANTE GENERADOR | PZ | 15.5
97901506 |  | LCD TOUCH SCREEN A COLORI | LCD FARB-TOUCHSCREEN | COLOUR LCD TOUCH SCREEN | LCD COULEUR ÉCRAN TACTILE | PANTALLA LCD TÁCTIL A COLOR | PZ | 256
97901543 |  | PROTEZ 50PZ FULL TOUCH CONT | 50X FULL TOUCH CONT. SCHUTZFOL | FULL TOUCH CONT. PROT. 50 PCS | PROT. FULL TOUCH CONT. 50 PCS | PROT. FULL TOUCH CONT. 50 UDS | PZ | 45
97901545 |  | PROTEZ 50PZ TAV MED INTERN | 50X SCHUTZFOLIE AE INTERN. | DOCT. TABLE PROT. 50 PCS INTER | PROT. TABL. PRATIC. 50 PCS INT | PROT. BANDEJA DOCT. 50 UDS INT | PZ | 56
97901548 |  | PROTEZ 50PZ SMART TOUCH CONT | DISPLAYSCHUTZFOLIENKIT 50 ST | SMART TOUCH CONT PROT. 50 PCS | PROT. SMART TOUCH CONT. 50 PCS | PROT. SMART TOUCH CONT. 50 UDS | PZ | 44
97901549 |  | PROTEZ 50PZ TAV ASSIST | DISPLAYSCHUTZFOLIE HE 50 ST. | ASSIST. TABLE PROT. 50 PCS | PROT. TABL. ASSIST. 50 PCS | PROT. BANDEJA ASIST. 50 UDS | PZ | 25
97901551 |  | INSERTO VERTICALE C04 | VERTIKALER EINSATZ C04 | VERTICAL INSERT C04 | INSERTION VERTICALE C04 | INSERCIÓN VERTICAL C04 | PZ | 135
97901552 |  | CESTELLO BASE C06 | GRUNDKORB C06 | BASIC BASKET C06 | PANIER DE BASE C06 | CANASTA BÁSICA C06 | PZ | 306
97901553 |  | INSERTO C28 | EINSATZ C28 | INSERT C28 | INSÉRER C28 | INSERTE C28 | PZ | 102
97901580 |  | DECALCIFICATORE MONOBLOCCO | ENTKALKER MONOBLOCK | MONOBLOC DECALCIFIER | ADOUCISSEUR MONOBLOC | DESCALCIFICADOR MONOBLOQUE | PZ | 109
97901581 |  | SIFONE MM 19 | SIPHON MM 19 | DRAIN PIPE MM 19 | SIPHON MM 19 | SIFÓN MM 19 | PZ | 17.5
97901590 |  | PROTEZIONI MONOUSO (50PCS) | EINWEGSCHUTZ (50 ST.) | DISPOSABLE SLEEVES (50 PCS) | PROT.JETABLE C-U2 HD (50 PCS) | PROTECCIÓN DESECHABLE (50 PZ) | PZ | 29
97901593 |  | COPERTURA ENTRATA ACQUA | ABDECK. WASSEREINLASS | WATER INLET COVER | COUVERTURE ENTRÉE EAU | COBERTURA ENTRADA AGUA | PZ | 7.8
97901594 |  | DECALCIFICATORE M23 C/REED | ENTKALKER M23 C/REED | M23 C/REED DECALCIFIER | ADOUCISSEUR M23 C/REED | DESCALCIFICADOR M23 C/REED | PZ | 100
97901596 |  | FASCIA SERIG. LED D60-T60 | SERIG.STREIFEN LED D60-T60 | D60-T60 LED BAR | BANDE SERIGR.LED D60-T60 | BANDA SERIGR. LED D60-T60 | PZ | 17
97901597 |  | FASCIA SERIG. TETHYS D60 | TETHYS D60 SIEBGEDRUCKTES BAND | TETHYS D60 SCREEN-PRINT BAND | BANDE SERIGR. TETHYS D60 | BANDA SERIGR. TETHYS D60 | PZ | 188
97901598 |  | FASCIA SERIG. TETHYS T60 | SERIG.STREIFEN TETHYS T60 | TETHYS T60 BAND | BANDE SÉRIG. TETHYS T60 | CINTA SERIG. TETHYS T60 | PZ | 188
97901599 |  | FERMO ANT.RUOTE | VORREDERFEST - RAD | FRONT HOLDER - WHEELS | IMMOBILIS.ANT.ROUES | FERMO ANT RUEDAS | PZ | 1.1
97901601 |  | FIANCO DX | FLANKE RE | RIGHT SIDE | CÔTÉ DRT | LATERAL DCHO. | PZ | 302
97901602 |  | FIANCO SX | LINKE SEITE | LEFT SIDE | COTE GAUCHE | LADO IZQUIERDO | PZ | 250
97901603 |  | PORTA SUP. 60 | OBERE KLAPPE 60 | SUP.60 HOLDER | PORTE SUP. 60 | PUERTA SUP. 60 | PZ | 106
97901604 |  | SPALLA DX FRONTALE | SCHULTERTEIL RE FRONTAL | RIGHT FRONTAL PROFILE | FERMETURE DRTE AVANT | CIERRE DCHO. FRONTAL | PZ | 13
97901605 |  | SPALLA SX FRONTALE | SCHULTERTEIL LI FRONTAL | LEFT FRONTAL PROFILE | FERMETURE GCHE AVANT | CIERRE IZQ. FRONTAL | PZ | 13
97901606 |  | TRAPPOLA ARIA | LUPFTKLAPPE | AIR TRAP | TRAPPE AIR | TRAMPA AIRE | PZ | 10
97901607 |  | TRAV.FRONTALE ALU.SATINATO | FRONT. QUERTRÄGER ALU. MATT. | SATIN AL. FRONT CROSSBAR | TRAV.AVANT ALU.SATINÉ | TRAV.FRONTAL ALU.SATINADO | PZ | 254
97901608 |  | ZOCCOLO 60 | SOCKEL 60 | SOCLE 60 | SOCLE 60 | RODAPIÉ 60 | PZ | 67
97901610 |  | COLLETT.ASPIRAZIONE DRYER | SAMMELBEHÄLTER ABSAUGUNG DRYER | DRYER SUCTION MANIFOLD | COLLECT.ASPIRATION DRYER | COLECT.ASPIRACION DRYER | PZ | 9.5
97901611 |  | CONTROPORTA 60 | 60 GEGENTUER | 60 COUNTER DOOR | CONTREPORTE 60 | CONTRAPUERTA 60 | PZ | 215
97901612 |  | COPERT.VANO SCARICO | DECKEL ABLASSWANNE | DISCHARGE COMPARTMENT COVER | COUV.COMPART.EVACUATION | COUB.COMPART.DESCARGA | PZ | 6.5
97901613 |  | COPERTURA GRUPP.FILTRO | ABDECK. FILTEREINHEIT | FILTER GROUP COVER | COUV. GROUP FILTRE | COUV. GRUPO FILTRO | PZ | 26
97901614 |  | GRUPP.SERRATURA AUTOM. 60 | GRUPPE AUTOM. SCHLOSS 60 | 60 AUTOM. FASTENER GR. | GROUP.SERRURE AUTOM. 60 | GRUPO CERRADURA AUTOM. 60 | PZ | 177
97901615 |  | PANN. INSONORIZZ.FIANCO DX | SCHALLSCHUTZPANEEL. RE FLANKE | RIGHT SIDE SOUNDPROOF PANEL | PANNEAU INSON.COTE DROIT | PANEL INSON.LADO DERECHO | PZ | 88.5
97901616 |  | PANNELLO CATR. POST. 60 | TEERPLATTE HINT. 60 | 60 REAR PANEL | PANNEAU CATR.POST.60 | PANEL CATR.POST.60 | PZ | 11.5
97901617 |  | PANNELLO CATRAM.SUP. VASCA | TEERPLATTE OBEN WANNE | TANK UPPER INTERNAL PANEL | PANNEAU CATR.SUP.RESERVOIR | PANEL CATR.SUP. DEPOSITO | PZ | 28
97901618 |  | PANNELLO INSONORIZZ.SUP | SCHALLDÄMMPLATTE OBEN | UPPER SOUNDPROOF PANEL | PANNEAU INSONOR.SUPERIEUR | PANEL INSONOR.SUPERIOR | PZ | 36
97901619 |  | PANNELLO POLIS.TOP INOX 45 | POLYS.PLATTE TOP INOX 45 | INOX 45 UPPER PANEL | PANNEAU POLYS.TOP INOX 45 | PANEL POLIS.TOP INOX 45 | PZ | 3.4
97901620 |  | PANNELLO POST. 60 | PLATTE HINT. 60 | 60 REAR PANEL | PANNEAU POST. 60 | PANEL POST. 60 | PZ | 83.5
97901621 |  | PANNELO CATRAM.FONDO VASCA | TEERPLATTE WANNENBODEN | TANK BASE PANEL | PANNEAU CATR.FONDE RESERVOIR | PANEL CATR.FONDO DEPOSITO | PZ | 28
97901622 |  | PIASTRA DI STAFFAGGIO | BÜGELPLATTE | HOLDING PLATE | PLAQUE DE FIXATION | PLACA DE SUJECION | PZ | 12.5
97901623 |  | PIASTRINA RESISTENZA | PLÄTTCHEN WIDERSTAND | RESISTOR PLATE | PETITE PLAQUE RESIST. | PLAQUITA DE RESISTENCIA | PZ | 5.5
97901624 |  | POZZETTO 1 FORO | TROMMEL 1 LOCH | 1 HOLE WELL | PUISARD 1 PERCE | POCILLO 1 HUECO | PZ | 63.5
97901625 |  | RINFORZO SUPPORTO | VERSTÄRKUNG HALTER | REINFORCEMENT SUPPORT | RENFOR. SUPPORT | REFUERZO SOPORTE | PZ | 6.8
97901626 |  | STAFFA FILTRO ASS. | BÜGEL FILTER EINH. | ASS. FILTER BRACKET | BRIDE FILTRE ASS. | SOPORTE FILTRO AUX. | PZ | 40.5
97901627 |  | STAFFA PORTAMORSETTIERA | KLEMMENLEISTENBÜGEL | TERMINAL BLOCK HOLDER | SUPPORT PORTEMORDU | SOPORTE PORTAMORD. | PZ | 9.1
97901628 |  | STAFFA RITEGNO FILTRO | FILTERHALTEBÜGEL | FILTER RETENTION HOLDER | SUPPORT FILTRE | SOPORTE FILTRO | PZ | 6.3
97901629 |  | STAFFA RITEGNO RESISTENZA | WIDERSTANDHALTEBÜGEL | RESISTOR RETENTION HOLDER | SUPPORT RESISTANCE | SOPORTE RESISTENCIA | PZ | 10.5
97901630 |  | STAFFA SOLENOID. SERRATURA | BÜGEL SOLENOID. SCHLOSS | LATCH SOLENOID. HOLDER | SUPP.SOLENOID FERMETURE | SOP.SOLENOID CIERRE | PZ | 4.1
97901631 |  | STAFFA SOST.CONDENSATORE MOT. | STÜTZBÜGEL KONDENSATOR MOT. | MOT. CAPACITOR SUPPORT HOLDER | SUPP.SOUTIEN CONDEN.MOT. | SOP.APOYO CONDEN.MOT. | PZ | 11
97901632 |  | STAFFA SOST.SCHEDA | PLATINEN-STÜTZBÜGEL | BOARD SUPPORT HOLDER | SUPPORT SOUTIEN PLATINE | SOPORTE APOYO TARJETA | PZ | 23.5
97901633 |  | STAFFA SOSTEGNO FLUSSIM. | STÜTZBÜGEL DURCHFLUSSM. | FLOW-METER SUPPORT HOLDER | SUPP.SOUTEIN DEBITMETRE | SOP. APYO CAUDALIMETRO | PZ | 15.5
97901634 |  | STAFFA SOSTEGNO PERISTAL. | STÜTZBÜGEL PERISTAL. | PERISTALTIC SUPPORT HOLDER | SUPP. SOUTIEN PERISTAL. | SOP. APOYO PERISTAL. | PZ | 14.5
97901635 |  | STAFFA ZOCCOLO SX | SOCKELBÜGEL LI | LEFT PLINTH HOLDER | SUPPORT SOCLE GAUCHE | SOPORTE ZUECO IZQUIERDO | PZ | 12.5
97901636 |  | SUPPORTO PORTA-RELÈ | RELAISHALTER | RELAY-HOLDER SUPPORT | SUPP. PORTE-RELE' | SOPORTE PORTA-RELE' | PZ | 1.8
97901637 |  | SUPPORTO RESISTENZA | HALTER WIDERSTAND | RESISTOR SUPPOPRT | SUPPORTE RESISTENCE | SOPORTE RESISTENCIA | PZ | 11.5
97901638 |  | TOP INOX 304 SPAZZOLATO | TOP INOX 304 GEBÜRSTET | POLISHED 304 INOX TOP | TOP INOX 304 BROSSE | TOP INOX 304 CEPILLADO | PZ | 146
97901639 |  | TRAVERSA POST.60 | QUERTRÄGER HINT. 60 | 60 REAR CROSSBAR | BARRE TRANS.POSTER.60 | BARRA TRANS.POSTER.60 | PZ | 31
97901640 |  | TRAVERSA RINF.PORTA | QUERTRÄGER TÜRVERSTÄRKUNG | DOOR REINFORCEMENT CROSSBAR | BARRE RENF. PORTE | BARRA RENF. PUERTA | PZ | 41
97901650 |  | ASS.SUP.MANIPOLI D15 HOSTAFORM | EINH. H. HANDS. D15 HOSTAFORM | HOSTAFORM D15 HANDPCS SUP GR. | ENS.SUP.PIECESAMAIN D15 HOSTAF | GR.SOP.PIEZAS DE M. D15 HOSTAF | PZ | 47.5
97901651 |  | ASS.SUP.MANIPOLI D20 HOSTAFORM | EINH. H. HANDS. D20 HOSTAFORM | HOSTAFORM D20 HANDPCS SUP GR. | ENS.SUP.PIECESAMAIN D20 HOSTAF | GR.SOP.PIEZAS DE M. D20 HOSTAF | PZ | 47.5
97901661 |  | KIT PROTEZ. TOTALE SEDILE | SITZ KOMPLETTER SCHUTZ KIT | SEAT PROTECTION KIT | KIT PROTECT. TOTAL SIEGE | KIT PROTECC. TOTAL ASIENTO | PZ | 98.5
97901668 |  | KIT PROTEZ. GAMBALE | KIT BEINABLAGESCHUTZ | SEAT PROTECTION KIT | KIT PROTECTION PIEDS | KIT PROTECCION PIES | PZ | 97
97901688 |  | CESTELLO HIGHEA 3 | HIGHEA 3 KORB | HIGHEA 3 BASKET | PANIER HIGHEA 3 | BANDEJA HIGHEA 3 | PZ | 83
97901689 |  | CESTELLO HIGHEA 6 | HIGHEA 6 KORB | HIGHEA 6 TRAY | PANIER HIGHEA 6 | BANDEJA HIGHEA 6 | PZ | 118
97901690 |  | COPERCHIO HIGHEA 6 | HIGHEA 6 DECKEL | HIGHEA 6 COVER | COUVERCLE HIGHEA 6 | TAPA HIGHEA 6 | PZ | 56
97901691 |  | CESTELLO HIGHEA 9 | HIGHEA 9 KORB | HIGHEA 9 BASKET | PANIER HIGHEA 9 | BANDEJA HIGHEA 9 | PZ | 174
97901692 |  | COPERCHIO HIGHEA 3 | HIGHEA 3 DECKEL | HIGHEA 3 COVER | COUVERCLE HIGHEA 3 | TAPA HIGHEA 3 | PZ | 43.5
97901693 |  | COPERCHIO HIGHEA 9 | HIGHEA 9 DECKEL | HIGHEA 9 COVER | COUVERCLE HIGHEA 9 | TAPA HIGHEA 9 | PZ | 72
97901694 |  | ESTENSIONE POMELLO SCARICO | AUSPUFFKNOPF AUSWEITUNG | DRAIN KNOB EXTENSION | EXTENSION POMMEAU VIDANGE | EXTENCION MANDO DE ESCAPE | PZ | 8.3
97901695 |  | INVOLUCRO IN ACCIAIO INOX H3 | H3 EDELSTAHL VERPACKUNG | H3 STAINLESS STEEL CASING | ENVELOPPE EN ACIER INOX H3 | CAJA EN ACERO INOXIDABLE H3 | PZ | 211
97901696 |  | INVOLUCRO IN ACCIAIO INOX H6 | H6 EDELSTAHL VERPACKUNG | H6 STAINLESS STEEL CASING | ENVELOPPE EN ACIER INOX H6 | CAJA EN ACERO INOXIDABLE H6 | PZ | 185
97901697 |  | INVOLUCRO IN ACCIAIO INOX H9 | H9 EDELSTAHL VERPACKUNG | H9 STAINLESS STEEL CASING | ENVELOPPE EN ACIER INOX H9 | CAJA EN ACERO INOXIDABLE H9 | PZ | 203
97901698 |  | MANIGLIA | GRIFF | HANDLE | POIGNEE | MANIJA | PZ | 12.5
97901699 |  | MANIGLIA HIGHEA 6 | HIGHEA 6 GRIFF | HIGHEA 6 HANDLE | POIGNEE HIGHEA 6 | MANIJA HIGHEA 6 | PZ | 13
97901701 |  | PIASTRA FONDO HIGHEA 3 | HIGHEA 3 BODENPLATTE | HIGHEA 3 BOTTOM PLATE | PLAQUE AU FOND HIGHEA 3 | PLACA INFERIOR HIGHEA 3 | PZ | 28
97901702 |  | PIASTRA FONDO HIGHEA 6 | HIGHEA 6 BODENPLATTE | HIGHEA 6 BOTTOM PLATE | PLAQUE AU FOND HIGHEA 6 | PLACA INFERIOR HIGHEA 6 | PZ | 40.5
97901703 |  | PIASTRA FONDO HIGHEA 9 | HIGHEA 9 BODENPLATTE | HIGHEA 9 BOTTOM PLATE | PLAQUE AU FOND HIGHEA 9 | PLACA INFERIOR HIGHEA 9 | PZ | 77.5
97901704 |  | SCHERMO SIMBOLO SCARICO | BILDERSCHIRM - AUSPUFF SYMBOL | SCREEN - DRAIN SYMBOL | ECRAN SYMBOLE VIDANGE | PANTALLA SIMBOLO DESCARGUE | PZ | 18.5
97901705 | #4 | PIEDINO HIGHEA 3/6 | SET FUSSCHEN (4 ST.) | SET FEETS (4PCS) | SET PIEDS (4PZ) | SET PIECITOS (4PZ) | PZ | 8.1
97901706 | #4 | PIEDINO HIGHEA 9 | SET FUSSCHEN (4ST.) HIGHEA 9 | SET FEETS (4PCS) HIGHEA 9 | SET PIEDS (4PCS) HIGHEA 9 | SET PIECITOS (4PZ) HIGHEA 9 | PZ | 13.5
97901707 |  | SUPPORTO BEAKER HIGHEA 6 | BEAKER UNTERST. HIGHEA 6 | BEAKER SUPPORT - HIGHEA 6 | SUPPORT BEAKER HIGHEA 6 | SOPORTE BEAKER HIGHEA 6 | PZ | 95
97901708 |  | SUPPORTO BEAKER | BEAKER UNTERSTUETZUNG | BEAKER SUPPORT | SUPPORT BEAKER | SOPORTE BEAKER | PZ | 79
97901709 |  | SUPPORTO CIRCUITO CONTROLLO | STEUERKREISUNTERSTÜTZUNG | CONTROL CIRCUIT SUPPORT | SUPPORT CIRCUIT CONTROLE | SOPORTE CIRCUITO DE CONTROL | PZ | 11.5
97901710 |  | VASCA CON TRASDUTTORI H3-115V | TANK MIT H3-115V WANDLER | TANK WITH H3-115V TRANSDUCERS | BASSIN AVEC TRANSDUCT.H3-1115V | TANQUE TRANSDUCTORES H3-115V | PZ | 393
97901711 |  | VASCA CON TRASDUTTORI H3-230V | TANK MIT H3-230V WANDLER | TANK WITH H3-230V TRANSDUCERS | BASSIN AVEC TRANSDUCT.H3-230V | TANQUE TRANSDUCTORES H3-230V | PZ | 393
97901712 |  | VASCA CON TRASDUTTORI H6-115V | TANK MIT H6-115V WANDLER | TANK WITH H6-115V TRANSDUCERS | BASSIN AVEC TRANSDUCT.H6-115V | TANQUE TRANSDUCTORES H6-115V | PZ | 570
97901713 |  | VASCA CON TRASDUTTORI H6-230V | TANK MIT H6-230V WANDLER | TANK WITH H6-230V TRANSDUCERS | BASSIN AVEC TRANSDUCT.H6-230V | TANQUE TRANSDUCTORES H6-230V | PZ | 570
97901714 |  | VASCA CON TRASDUTTORI H9-115V | TANK MIT H9-115V WANLDER | TANK WITH H9-115V TRANSDUCERS | BASSIN AVEC TRANSDUCT.H9-115V | TANQUE TRANSDUCTORES H9-115V | PZ | 840
97901715 |  | VASCA CON TRASDUTTORI H9-230V | TANK MIT H9-230V WANDLER | TANK WITH H9-230V TRANSDUCERS | BASSIN AVEC TRANSDUCT.H9-230V | TANQUE TRANSDUCTORES H9-230V | PZ | 840
97901716 |  | PROT. ANTI-GOCCIA CONN.ALIM. | TROPFEN SICH.-VERSORG.ERNAEHR. | DRIP PROTECTION -POWER CONN. | PROT.ANTI GOUTTE CONN.ALIM. | PROT.ANTI-GOTA CONN. ALIMENT. | PZ | 15.5
97901833 |  | BICCHIERE PLASTICA COP. A VITE | PLASTIKGLAS | PLASTIC GLASS | GOBELET EN PLASTIQUE | VASO PLASTICO | PZ | 16
97901835 |  | FETTUCCIA IN TEFL. ADESIVO | KLEBETEFLON BAND | ADHESIVE TEFLON TAPE | RUBAN EN TEFLON ADHESIF | CINTA EN TEFLON ADHESIVA | PZ | 9.5
97901879 |  | AIR-BREAK | AIR-BREAK | AIR-BREAK | COUPURE D'AIR | BLOQUE AIRE | PZ | 40
97901880 |  | IRRORATORE INFERIORE | SPRÜHGERÄT | LOWER IRRORATOR | ROBINET INFERIEUR | IRRORADOR INFERIOR | PZ | 21.5
97901881 |  | IRRORATORE INTERM.FORATO | ZWISCHENSPRÜHGER. -PERFORIERT | PERFORATED INTERM. SPRAYER | ROBINET INTERMED.PERFORE | IRRORADOR INTERMEDIO FORADO | PZ | 239
97901882 |  | CONTATTORE PICC.3TG10 | KLEIN.KONTAKTOR 3TG10 | SMALL SWITCH 3TG10 | CONTACTEUR PETIT 3TG10 | CONTADOR PEQUENO 3TG10 | PZ | 167
97901883 |  | VITE CHIOCC.POMPA | SCHRAUBE SCHNEKENPUMPE | PUMP SHELL SCREW | VIS POMPE | TORNILLO CARACOL POMPA | PZ | 1.1
97901884 |  | TENUTA FISSA 1058R | FESTEN FÜHRUNG 1058R | FIXED SEAL 1058R | TENUE FIXE 1058R | SELLO FIJO 1058R | PZ | 12
97901885 |  | TENUTA ROTANTE 1001R | ROTIERENDE FÜHRUNG 1001R | ROTATING TIGHT 1001R | TENUE TOURNANTE 1001R | SELLO ROTANTE 1001R | PZ | 33.5
97901928 |  | PROTEZ 50PZ L3-L4 CONT | SCHUTZ 50ST. L3-L4 CONT. | PROTECT. 50PCS L3-L4 CONT | PROTECT.50PCS L3-L4 CONT | PROTECT.50PIEZ. L3-L4 CONT | PZ | 37
97901929 |  | PROTEZ 50PZ L1-L2 CONT | SCHUTZ 50ST. L1-L2 CONT. | PROTECT 50PCS L1-L2 CONT | PROTECT.50 PCS L1-L2 CONT | PROTEC.50PIEZAS L1-L2CONT. | PZ | 36
97901930 |  | PROTEZ 50PZ CONSOLLE TAV ASS | SCHUTZ 50ST. KONS.HELF.TISCH | PROTECT.50PCS CONSOL ASS.TABLE | PROTECT.50 PCS CONS.TABL.ASS. | PROTECT 50PIEZ CONS.BAND.ASIST | PZ | 32
97901931 |  | PROTEZ 50PZ L1-L2 CONT STERN | SCHUTZ 50ST. L1-L2 CONT STERN | PROTEC.50 PCS L1-L2 CONT STERN | PROTECT 50PCS L1-L2 CONT STERN | PROTEC.50PIEZ L1-L2 CONT STERN | PZ | 37.5
97901932 |  | PROTEZ 50PZ CONSOLLE TAV ASS | SCHUTZ 50ST. KONSOLLE HELF.TIS | PROTECT.50 PCS CONS.ASS.TABL. | PROTECT.50 PCS CONS.TABL.ASS. | PROTEC.50PIEZAS CONS.BAND.ASIS | PZ | 31.5
97901935 |  | PROTEZ 50PZ CONSOLLE INTERNAT | SCHUTZ 50ST. KONS.INTERNATION. | PROTECT.50 PCS INTERN.CONS | PROTECT.50 PCS CONS.INTERN. | PROTEC.50PIEZAS CONS.INTERN. | PZ | 37.5
97901940 |  | ADATTATORE MONTAGGIO MONITOR | MONITOR MONTAGE ADAPTER | MONITOR MOUNTING ADAPTER | ADAPTEUR MONTAGE ECRAN | ADAPTADOR MONTAJE PANTALLA | PZ | 8.2
97901941 |  | ADATTATORE MULTIDIE | MULTIDIE-ADAPTER | MULTIDIE ADAPTER | ADAPTEUR MULTIDIE | ADAPTADOR MULTIDIE | PZ | 459
97901942 |  | ADATTATORE IMPR. TRIPLETRAY | TRIPLETRAY ADAPTER | TRIPLETRAY ADAPTER | ADAPTEUR IMPR. TRIPLETRAY | ADAPTAD.IMPR- TRIPLETRAY | PZ | 459
97901943 |  | FANTOCCIO DI CALIBRAZIONE 3D | 3D-KALIBRIER-PHANTOM | 3D CALIBRATION DUMMY | FANTÔME DE CALIBRAGE 3D | MANIQUÍ DE CALIBRACIÓN 3D | PZ | 296
97901944 |  | PORTAOGGETTI FLESS CON PIASTRA | FLEXIBLES STAUFACH MIT PLATTE | FLEX. STORAGE COMP. WITH PLATE | PORTE-OBJETS FLEX AVEC PLAQUE | CONTEN. OBJETOS FLEX CON PLACA | PZ | 196
97901945 |  | SUPPORTO CON VITI | HALTER MIT SCHRAUBEN | SUPPORT WITH SCREWS | SUPPORT AVEC VIS | SOPORTE CON TORNILLOS | PZ | 605
97901946 |  | PIASTRA ADATTATORE (A-G) | ADAPTERPLATTE (A-G) | ADAPTER PLATE (A-G) | PLAQUE ADAPTATEUR (A-G) | PLACA ADAPTADOR (A-G) | PZ | 357
97901947 |  | PIASTRA ADATTATORE (A-S) | ADAPTERPLATTE (A-S) | ADAPTER PLATE (A-S) | PLAQUE ADAPTATEUR (A-S) | PLACA ADAPTADOR (A-S) | PZ | 357
97901948 |  | PIASTRA ADATTATORE (A-KP) | ADAPTERPLATTE (A-KP) | ADAPTER PLATE (A-KP) | PLAQUE ADAPTATEUR (A-KP) | PLACA ADAPTADOR (A-KP) | PZ | 357
97901949 |  | PIASTRA ADATTATORE (A-WM) | ADAPTERPLATTE (A-WM) | ADAPTER PLATE (A-WM) | PLAQUE ADAPTATEUR (A-WM) | PLACA ADAPTADOR (A-WM) | PZ | 357
97901950 |  | CLIP OCCLUS. ARCATA SUP E INF | VERS.-CLIP OB. U. UNT. BOG. | UPPER AND LOWER ARC BLOCK CLIP | CLIP OCCLUS. ARCADE SUP ET INF | CLIP OCLUS. ARCO SUP E INF | PZ | 196
97901953 |  | KIT PROTEZ TOTALE SEDILE LUNGO | KIT LANGER SITZVOLLSCHUTZ | LONG SEAT COMPL. PROTECT. KIT | KIT PROTECT TOTALE SIÈGE LONG | KIT PROTEC TOTAL ASIENTO LARGO | PZ | 108
97901973 |  | BASE GRUPPO LAVAMANIPOLI T60 | T60 HANDSTUECKSSPUELEINHEIT GR | T60 HANDPIECE WASHER GR. BASE | BASE GR.DISP.LAV. P.À MAIN T60 | BASE GR. LAVA PIEZA MANO T60 | PZ | 545
97901974 |  | CESTELLO INF. | KORB UNTEN | LOWER DRUM | PANIER INFERIEUR | CESTO INFERIOR | PZ | 165
97901976 |  | IMBUTO M. | TRICHTER M. | M. FUNNEL | ENTONNOIR M. | EMBUDO M. | PZ | 11.5
97901977 |  | SUPPORTO MANIPOLI | HANDSTÜCKEHALTER | HANDPIECES SUPPORT | SUPPORT PIÈCES À MAIN | SOPORTE PIEZAS DE MANO | PZ | 7.5
97901980 |  | LAV. 1 FORI POZZ. 170100010 | SPÜL. 1 SCHACHTÖFFN. 170100010 | 170100010 SUMP HOLES 1 WASH | LAV. 1 FOR PUIS. 17010001 | LAV. 1 FORO POC. 17010001 | PZ | 30
97901998 |  | PANNELLO FRONTALE ACCIAIO T45 | FRONTPLATTE STAHL T45 | T45 STEEL FRONT PANEL | PANNEAU FRONTAL ACIER T45 | PANEL DELANT. ACERO T45 | PZ | 122
97902006 |  | STAFFA C114-ST/1 | BÜGEL C114-ST/1 | C114-ST/1 BRACKET | SUPPORT C114-ST/1 | SOPORTE C114-ST/1 | PZ | 3.1
97902050 |  | PROTEZ MONOUSO MACRO CAP UNIV | EINWEGSCHUETZ MACRO CAP UNIV | DISP. PROT. MACRO CAP UNIV | PROTECT JETABLE MACRO CAP UNIV | PROTEC DESECHAB MACRO CAP UNIV | PZ | 158
97902051 |  | CALIBRATOR | KALIBRIERVORR. | CALIBRATOR | CALIBRATEUR | CALIBRADOR | PZ | 5550
97902072 |  | SUPPORTO DA TAVOLO - PARETE | TISCH - WAND ABSTUETZUNG | TABLE - WALL SUPPORT | SUPPORT TABLEAU - MUR | SOPORTE PARA TABLA - PARED | PZ | 46.5
97920183 |  | VALIGIETTA 170X60 ARGENTO | SILBERKOFFER 170X60 | SILVER SUITCASE 170X60 | MALETTE ARGENT 170X60 | MALETA 170X60 PLATA | PZ | 104
97920638 |  | CONTENITORE FILTRO ASS. | GEHÄUSE FILTER HELF. | FILTER STORAGE GR. | CONTEN. FILTRE ENSEMBLE | CONTEN. FILTRO JUNTO | PZ | 8.7
97920639 |  | GRUP.SCATOLATO DRYER | VERKLEIDETE DRYER-GRUPPE | DRYER BOXED GR. | GR. BOITE DRYER | GR. CAJA DRYER | PZ | 540
97920690 | #4 | POLISTIROLO IMBALLO | VERPACKUNGSPOLYSTIROL | ROLLING PACKAGE POLYSTYRENE | POLYSTYRENE EMBALL. ROLLING | POLIESTIRENO EMBAL. ROLLING | PZ | 15.5
97920707 | #4 | SCATOLA IMBALLO 330X560X360 | VERPACKUNGSKARTON 330X560X360 | 330X560X360 PACKING BOX | BOITE EMBAL. 330X560X360 | CAJA EMBAL. 330X560X360 | PZ | 8.1
97920731 | #4 | ASSIEME IMBALLO TETHYS H10 | TETHYS H10 VERPACKUNG GR. | TETHYS H10 PACKAGING GR. | GR. EMBALLAGE TETHYS H10 | GR. EMBALAJE TETHYS H10 | PZ | 72.5
97920732 | #4 | ASS IMBALLO AUTOCL 2014 22L | AUTOKLAV 2014 22L VERPACK. GR. | AUTOCL 2014 22L PACKAGING GR. | GR. EMBALL. AUTOCLAVE 2014 22L | GR. EMBALAJE AUTOCL 2014 22L | PZ | 88.5
97920733 | #4 | ASS IMBALLO AUTOCL 2014 17L | AUTOKLAV 2014 17L VERPACK. GR. | AUTOCL 2014 17L PACKAGING GR. | GR. EMBALL. AUTOCLAVE 2014 17L | GR. EMBALAJE AUTOCL 2014 17L | PZ | 90.5
97920807 |  | SCATOLA ACCESSORI (550X270X40) | ZUBEHOERKASTEN (550X270X40) | ACCESSORY BOX (550X270X40) | BOITE ACCESS. (550X270X40) | CAJA ACCES. (550X270X40) | PZ | 7.2
97920809 |  | SCATOLA ACCESSORIO TETHYS | TETHYS WERKZEUGKASTEN | TETHYS TOOLBOX | BOITE ACCESS. THETHYS | CAJA ACCES. TETHYS | PZ | 12.5
97920810 |  | SCATOLA 1180X505X(H)338 | KARTON 1180X505X(H)338 | BOX 1180X505X(H)338 | CARTON 1180X505X(H)338 | CAJA 1180X505X(H)338 | PZ | 50.5
97940114 |  | VASCHETTA ALIMENTAZ IEC C20 | STROMANSCHLUSS IEC C20 | IEC C20 SUPPLY TANK | BAC ALIMENTATION IEC C20 | CUBETA ALIM IEC C20 | PZ | 7.4
97940123 |  | BICCHIERE VETRO | GLAS | GLASS | GOBELET EN VERRE | VASO VIDRIO | PZ | 27
97943700 |  | FUNGO BACINELLA IDRICO | DECKEL F.ABSLUSS SPEISCH. | WATER CUSPIDOR CAP | BOUCHON CRACHOIR ENS.HYDRIQUE | TAPA HIDRICA ESCUPIDERA | PZ | 35
97944800 |  | TUBO LAMPADA | SCHLAUCH LAMPE | LAMP TUBE | TUBE LAMPE | TUBO LÁMPARA | PZ | 12.5
97948100 |  | CONF.3PZ PUNTA OPERATIVA 21 | SPITZE TYP 21 KIT A' 3 STCK. | SET OF 3 OPERATIV TIPS TYPE 21 | EMB. 3 INSERTS OPERAT. 21 | EMB. 3 PUNTAS OPERAT. 21 | PZ | 13.5
97948200 |  | CONF.3PZ PUNTA OPERATIVA 20 | KIT 3 STK SPITZE TYP 20 | SET OF 3 OPERATIV TIPS TYPE 20 | SET 3 INSERTS OPERAT. TYPE 20 | SET 3 PUNTAS OPERAC. TIPO 20 | PZ | 13.5
97959300 |  | ADATTATORE PUNTE OPERATIV | ADAPTEUR ART 16 CATTANI | CATTANI ART. 16 ADAPTER | ADAPT. POINTES ART.16 CATTANI | ADAPTADOR PUNTAS OPER. | PZ | 1.3
97959500 |  | RID ASPIRASALIVA LG=47,5 | REDUZ SPEICHELZIEHER LG=47,5 | DISPENS HOSE CATT. REDUCTION | REDUCT. ASPIRE SALIVE LG=47,5 | REDUCTOR ASPRISALIVA | PZ | 8.1
97960000 |  | RACC.GHIERA A L 4X6-1/8G | WINKELSTUTZE | ELBOW FITTING | RACCORD COUDE | CONEX EJE EN L 4X6-1/8G | PZ | 1.9
97960006 | #5 | RACC DIR AUT CPS D=8 | AUT. DIR. ANSCHLUSS CPS D=8 | FEM. CPC AUTOCLAV STRAIGHT D=8 | CONN.DROITE AUTOCL.CLOISON D=8 | CONJ. DIR. AUTOCL HEMB.CPS D=8 | PZ | 22
97960007 | #5 | RACC DIR AUT CPS D=8 | AUT. DIR. ANSCHLUSS CPS D=8 | MALE CPC AUTOMAT STRAIGHT D=8 | CONN.DROITE AUTOCL.CLOISON D=8 | CONJ. DIR. AUTOM. MACH.CPS D=8 | PZ | 2.5
97960013 |  | RACC P.GOMMA DIR F G1/8 | GER ANSCHLUSS F G1/8 CILXD7 | STR BARB.FITTING F G1/8 CILXD7 | RACC.TUYAU DIR.F G1/8 CILXD7 | UNION P.GOMA DIR H G1/8 CILXD7 | PZ | 1.3
97960028 |  | RACC ANG FM G1/8 | WINKEL-ANSCHLUSS FM G1/8 | ANG FITTING FM G1/8 | RACC. ANG. FM G1/8 | UNION ANG FM G1/8 | PZ | 1.4
97960036 |  | RACC A T FFF G1/8 | T-STÜCK FFF G1/8 | T-JOINT FFF G1/8 | RACC. EN T FFF G1/8 | UNION EN T FFF G1/8 | PZ | 2.3
97960037 |  | RACC A T FMF G1/8 | T-STÜCK FMF G1/8 | T-JOINT FMF G1/8 | RACC. EN T FMF G1/8 | UNION EN T FMF G1/8 | PZ | 2
97960040 |  | RACC A T FFM G1/8 | T-STÜCK FFM G1/8 | UNION TEE FFM G1/8 | RACC. EN T FFM G1/8 | UNION EN T FFM G1/8 | PZ | 4
97960047 |  | RACC MF G1/4-G1/8 | ANSCHLUSS MF G1/4-G1/8 | FITTING MF G1/4-G1/8 | RACC. MF G1/4-G1/8 | UNION MF G1/4-G1/8 | PZ | 1.2
97960048 |  | RACC PROLUNGA MF G1/8 | ANSCHLUSSVERLÄNGERUNG MF G1/8 | EXTENSION FITTING MF G1/8 | RACC. RALLONGE MF G1/8 | UNION PROLONGAC MF G1/8 | PZ | 1.1
97960053 |  | RACC MM G1/4-G1/8 | ANSCHLUSS MM G1/4-G1/8 | FITTING MM G1/4-G1/8 | RACC. MM G1/4-G1/8 | UNION MM G1/4-G1/8 | PZ | 1.1
97960055 |  | RACC NIPPLO G1/8 L17 | NIPPELANSCHLUSS G1/8 L17 | NIPPLE G1/8 L17 | RACCORD NIPPLE G1/8 L17 | UNION NIPLE G1/8 L17 | PZ | 1.3
97960056 |  | RACC TAPPO 1/4 TA 14 | STOPFENANSCHLUSS 1/4 TA 14 | PLUG FITTING 1/4 TA 14 | RACCORD BOUCHON 1/4 TA 14 | UNION TAPON 1/4 TA 14 | PZ | 1.5
97960059 |  | RACC CONTRODADO G1/4 | ANSCHLUSS GEGENMUTTER G1/4 | LOCK NUT FITTING G1/4 | RACC. CONTRE-ÉCROU G1/4 | UNION CONTRATUERCA G1/4 | PZ | 1.1
97960060 |  | RACC TAPPO M G1/4 CON OR VITON | STOPFENANSCHL M G1/4 M O-RING | PLUG FITTING M G1/4 W/OR | RACC. BOUCHON M G1/4 AVEC J.T. | UNION TAPON M G1/4 CON OR | PZ | 1.4
97960061 |  | RACC TAPPO M G1/8 | STOPFENANSCHLUSS M G1/8 | PLUG FITTING M G1/8 | RACC. BOUCHON M G1/8 | UNION TAPON M G1/8 | PZ | 1.5
97960062 |  | RACC SILENZIATORE G1/8 | SCHALLDÄMPFERANSCHLUSS G1/8 | SILENCER FITTING G1/8 | RACC. SILENCIEUX G1/8 | UNION SILENCIADOR G1/8 | PZ | 1.7
97960068 |  | RACC P.GOMMA CODOLO TUBO 1/4 | SCHL.ANSCHLUSS SCHL.ENDST. 1/4 | TUBE 1/4 SHANK HOSE ADAPT CONN | CONEC.GOMME QUEUE 1/4 | CONEC.GOMA ESPIGA 1/4 | PZ | 2.8
97960081 |  | RACCORDO 3/8'' | VERBINDUNG 3/8'' | 3/8'' FITTING | RACCORD 3/8'' | CONECTOR 3/8'' | PZ | 24
97960082 |  | RACCORDO 3/8 HIGHEA 6" | 3/8 VERBINDUNG HIGHEA 6" | 3/8 FITTING HIGHEA 6" | RACCORD 3/8 HIGHEA 6" | CONECTOR 3/8 HIGHEA 6" | PZ | 25.5
97960083 |  | RACCORDO 3/8 HIGHEA 9" | 3/8 VERBINDUNG HIGHEA 9" | 3/8 FITTING HIGHEA 9" | RACCORD 3/8 HIGHEA 9" | CONECTOR 3/8 HIGHEA 9" | PZ | 31
97960084 |  | RACCORDO ANG. 90° | ANG. 90° VERBINDUNG | ANG. FITTING 90° | RACCORD ANG.90° | CONECTOR ANG. 90° | PZ | 37.5
97960085 |  | RACCORDO SCARICO + FASCETTA | AUSPUFF VERBINDUNG + BINDER | DRAIN FITTING + CLAMP | RACCORD VIDANGE + BANDEAU | CONECTOR DESCARGUE + FAJA | PZ | 16
97960086 |  | RACCORDO ALIM.SUPERIORE | HÖH.ERNÄHRUNGS VERBINDUNG | UPPER POWER SUPPLY - FITTING | RACCORD ALIMENT.SUPERIEUR | MONTAJE ALIM. SUPERIOR | PZ | 182
97960088 |  | RACCORDO MANDATA / RITORNO | VORLAUF-/RÜCKLAUFANSCHLUSS | DELIVERY / RETURN CONNECTOR | RACCORD ALLER / RETOUR | CONEXION IDA / VUELTA | PZ | 2.7
97960089 |  | RACCORDO A CROCE | KREUZANSCHLUSS | CROSS FITTING | RACCORD EN CROIX | CONECTOR EN CRUZ | PZ | 7.1
97960093 |  | RACCORDO | ANSCHLUSS | FITTING | RACCORD | CONECTOR | PZ | 3.9
97960094 |  | RACCORDO | ANSCHLUSS | FITTING | RACCORD | CONECTOR | PZ | 1.7
97960095 |  | RACCORDO | ANSCHLUSS | FITTING | RACCORD | CONECTOR | PZ | 1.4
97960096 |  | RACCORDO RIDUZIONE | REDUZIERANSCHLUSS | REDUCTION FITTING | RACCORD REDUCTION | CONECTOR REDUCCION | PZ | 2
97960097 |  | RACCORDO PASSAPARETE | WANDDURCHFÜHR.ANSCHLUSS | BULKHEAD FITTING | RACCORD PASSE MUR | CONECTOR PASAPARED | PZ | 4.2
97960098 |  | RACCORDO GOMITO MASCHIO GIREV. | KNIEANSCHLUSS MÄNNL. DREHB. | TURN. MALE ELBOW FITTING | RACCORD COUDE MALE TOUR. | CONECTOR CODO MACHO GIRAT. | PZ | 3.2
97960099 |  | RACCORDO DIRITTO MASCHIO CIL. | GERADER ANSCHLUSS MÄNNL. ZYL. | CYL. MALE STRAIGHT FITTING | RACCORD DROIT MALE CYL. | CONECTOR RECLO MACHO CIL. | PZ | 2.1
97960100 |  | RACC.NIPPLO 1/8 GF | NIPPEL ART. 2543 | NIPPLE CONNECTION ART. 2543 | RACCORD NIPPLE ART. 2543 | RACCOR NIPPLE ART.2543 | PZ | 3
97960101 |  | RACCORDO T INTERMEDIO | ZWISCHENANSCHLUSS T | INTERMEDIATE TEE FITTING | RACCORD T INTERMEDIAIRE | CONECTOR T INTERMEDIO | PZ | 3.7
97961100 |  | GHIERA 6X4 M10X1 | ZWINGE 1703 6X4 M10X1 CL | 1703 6X4 M10X1 CL RING NUT | BAGUE 1703 6X4 M10X1 CL | GHIERA 6X4 M10X1 | PZ | 1.2
97961600 |  | RACC.A L 1/8G-1/8GF | L-ANSCHL 1/8 AUSS/INN 2020 | L 1/8 MF ART.2020 FITTING | RACC. EN L 1/8 MF ART. 2020 | RACOR A L 1/8G-1/8GF | PZ | 2.3
97962200 |  | RACC.RAPIDO SPINA 1/4 | SCHNELLKUPPL.AUSS-GEW | MALE FAST COUPLING | RACCORD RAPIDE PRISE 1/4 MALE | CONJ. ENCHUFE RAPIDO 1/4 | PZ | 70
97962300 |  | RACC.RAP.CORPO PANN | SCHNELLKUPPL.INN-GEW | FEM FAST COUPLING | RACCORD RAPIDE FEMELLE | JUNTO RAP. ELEMENTO PAN. | PZ | 89
97962400 |  | RACC.GHIERA 3X5-M5 | GER ANSCHL 1511 M5 SCHLAUCH 53 | 5/3 TUBE M5 1511 STR FITTING | RACC.DROIT 1511 M5 TUYAU 5/3 | RACOR ANILLO 3X5-M5 | PZ | 1.4
97962700 |  | GHIERA TUBO 5X3 M7X0.75 | ZWINGE F?R 5X3 SCHLAUCH | 5X3 TUBE RING NUT | EMBOUT TUYAU 5x3 M 7x0.75 | 5X3 TUBE ANILLO TUERCA | PZ | 1.2
97962800 | #5 | TAPPO CIL D 5 RACCORDO | SCHLAUCHANSCHLUSS-STOFPEN 5X3 | 5X3 TUBE COUPL PLUG | BOUCHON RACCORD POUR TUYAU 5X3 | TAPÓN CIL D 5 CONEXIÓN | PZ | 1.8
97963200 |  | VITE CAVA 1C 1/8 | HOHLSCHRAUBE | ALLEN SCREW | VIS CREUSE | ALLEN TORNILLO | PZ | 1.4
97963300 |  | RACC.ORIENT A L 4X6-1/8 | RING 1610 SCHLAUCH 6X4 1/8 | 6X4 1/8 TUBE 1610 RING | BAGUE 1610 TUYAU 6X4 1/8 | CONEX ORIENT EN L 4X6-1/8 | PZ | 2
97963400 |  | RACC.ORIENT A L 6X8-1/8 | RING 1610 SCHLAUCH 8X6 1/8 | 8X6 1/8 TUBE 1610 RING | BAGUE 1610 TUYAU 8X6 1/8 | CONEX ORIENT EN L 6X8-1/8 | PZ | 2.3
97963500 |  | ROND. D=14 D=10 S=1,9 | NYLON-UNTERLEGSCHEIBE | NYLON WASHER | RONDELLE D=14 D=10 S=1,9 NYLON | ARANDELA D=14 D=10 S=1,9 | PZ | 1.1
97963600 |  | VITE CAVA 3C 1/8 | HOHLSCHRAUBE 1631 03 1/8 CL | 1631 03 1/8 CL ALLEN SCREW | VIS CREUSE 1631 03 1/8 CL | TORNILLO HUECO 3C 1/8 | PZ | 2.9
97963700 |  | RACC.ORIENT A T 4X6-1/8 | RING 1620 SCHLAUCH 6X4 1/8 | 6X4 1/8 TUBE 1620 RING | BAGUE 1620 TUYAU 6X4 1/8 | EMPAL.ORIENT EN T 4X6-1/8 | PZ | 4
97963800 | #5 | CAPPUCCIO NYLON 1710 6X4 | NULONKAPPE | NYLON CAP | CAPUCHON NYLON | CAPUCHÓN NYLON 1710 6X4 | PZ | 1.8
97964500 |  | RACC.ORIENT A L 3X5-1/8 | SCHWENKBARER RING | REVOLVING RING | BAGUE ORIENTABLE | EMPAL.ORIENT EN L 3X5-1/8 | PZ | 2.1
97964600 |  | ROND M5 NYLON | NYLON-UNTERLEGSCHEIBE | NYLON WASHER | RONDELLE M5 NYLON | ARANDELA DE NYLON M5 | PZ | 1.2
97965900 |  | RACC.GHIERA A T 3X5-1/8G | T-ANSCHLUSS 3X5-1/8G | 3X5-1/8G T RING NUT UNION | RACC.BAGUE EN T 3X5-1/8G | 3X5-1/8G T ANILLO TUERCA UNION | PZ | 2.3
97966100 |  | VITE CAVA 2C 1/8 | HOHLSCHRAUBE 1/8 | 1/8 CALLEN SCREW | VIS CREUSE 1/8 | 1/8 CALLEN TORNILLO | PZ | 1.9
97966200 |  | RACC.ORIENT A T 6X8-1/8 | SCHWENKB RING SCHLAUCH 8X6 | 8X6 TUBE REVOLV RING | BAGUE ORIENTABLE TUYAU 8X6 | EMPAL.ORIENT EN T 6X8-1/8 | PZ | 6.3
97967000 |  | RACC.GHIERA A T 6X8 | ABZWEIGEST?CK SCHLAUCH6X8 1540 | 6X8 1540 TUBE T-FITTING | RACC.EN T TUYAU 6X8 1540 | EMPAL.VIROLA EN T 6X8 | PZ | 4.3
97967100 |  | ANELLO ORIENT 1/8-1/8 | SCHWENKBARER RING L 1/8 2033 | REVOLVING RING L 1/8 2033 | BAGUE ORIENT. L 1/8 2033 | REVOLVING ANILLO L 1/8 2033 | PZ | 1.8
97967500 |  | RACC.NIPPLO GHIERA 3X5 | RING 3X5 NIPPLO VERBINDUNG | RING 3X5 NIPPLO CONNECTOR | RACC.NIPPLO BAGUE 3X5 | CONEX.NIPPLO ANILLO 3X5 | PZ | 3.6
97967600 |  | RACC.NIPPLO GHIERA 4X6 | NIPPEL ANSCHLUSS | NIPPLE JUNCTION | RACCORD NIPPLE | EMPAL.NIPLE VIROLA 4X6 | PZ | 2.2
97967700 |  | RACC.NIPPLO GHIERA 6X8 | RACC.NIPPLO MUTTER 6X8 | NIPPLE JONCTION 6X8 | RACC.NIPPLE EMBOUT 6X8 | EMPAL.NIPLE VIROLA 6X8 | PZ | 7.9
97968100 |  | RACC.GHIERA A T 4X6 | ABZWEIGESTÜCK | T-FITTING | RACCORD EN T | CONEX EJE EN T 4X6 | PZ | 3.4
97968700 |  | RACC.GHIERA 4X6-M5 | GER AUSS-GEW ANSCHL M5 SCHL6X4 | 6X4 TUBE MALE M5 STR FITTING | RACCORD DROIT M. M5 TUYAU 6X4 | RACOR ANILLO 4X6-M5 | PZ | 1.4
97969200 |  | RACC.GHIERA 6X8-3/8GF | MUTTERANSCHLUSS | NUT JOINT | RACCORD BAGUE 6X8-3/8GF | TUERCA JOINT | PZ | 3.4
97971600 |  | RACC.FEMM.ATT.RAPIDO | INNENGEW-ANSCHL F.SCHNELLKUPPL | FAST COUPLING FEMALE FITTING | RACCORD FEMELLE X RACC.RAPIDE | CONEX HEMB CONEX RÁPIDA | PZ | 10.5
97971700 |  | RACC. MASCHIO PER ATT. RA | AUSSENGEW-ANSCHL F. SCHNELLKUP | FAST COUPLING MALE FITTING | RACCORD MALE X RACCORD RAPIDE | JUNTO MACHO POR ENCH. RAPIDO | PZ | 2.2
97976100 | #5 | RACC. A T 3X5 DELRIN | ABZWEIGSTÜCK SCHLAUCH 5X3 | 5X3 TUBE T-FITTING | RACC. EN T TUYAU 5X3 | CONEX EN T 3X5 DELRIN | PZ | 1.4
97977200 |  | RACC.NIPPLO 1/8Gf-3/8Gf | ANSCHLUSS | JOINT | RACCORD | CONEX NIPPLO 1/8GF-3/8GF | PZ | 4.4
97977300 |  | RACC. NIPPLO RIDUZ. 3/8'' F | REDUKT.-NIPPEL ANSCHLUSS | REDUCT.NIPPLE CONNECTION 3/8F | RACCORD NIPPLO ADAPT 3/8 F | CONEX NIPPLO REDUC 3/8'' H | PZ | 3.4
97977500 |  | RAC. A T 1/8M(2)-1/8F (DVGW) | T-ABZEIGESTUCK | T-FITTING | RACCORD A T | CONEX EN T 1/8M(2)-1/8H (DVGW) | PZ | 2.9
97977600 |  | RACC.A T 4X6 POLIAMMIDE | T ANSCHLUSS 4X6 | T JUNCTION 4X6 | RACCORD A T 4X6 POLYAMIDE | CONJUNTO T 4X6 POLIAMMIDE | PZ | 2.3
97977700 |  | RACC. 1/8'' F - TUBO 3X5 1463 | ANSCHLUSS 1/8 - 3X5 | JOINT 1/8 - 3X5 | RACCORD 1/8 - 3X5 | CONEX 1/8'' H - TUBO 3X5 1463 | PZ | 1.7
97977900 |  | RACC. 3/8''F- TUBO 4X6 1463 | ANSCHLUSS | JOINT | RACCORD 3/8 F TUBE 4X6 1463 | CONEX 3/8''H- TUBO 4X6 1463 | PZ | 5.8
97980000 |  | CURVA M-F 90 D=32 | 90? ANSCHLUSS D=32 | 90? JOINT D=32 | COURBE 90? DIAM.32 | CURVA M-H 90 D=32 | PZ | 3.4
97980400 |  | RACC.TUBO 1,6X3,17-10/32'' | VENTILANSCHLUSS | VALVE JUNCTION | RACC.VANNE 1,6X3,17-10/32' ' | JUNTO TUBO1,6X3,17-10/32' ' | PZ | 1.3
97980500 |  | ROND 10/32 NYLON X RACC | NYLONSCHEIBE10/32 FÜR VERB. | NYLON WASHER 10/32 X CONNECT. | RONDELLE 10/32 NYLON RACCORD | ARANDELA 10/32 NYLON RACOR | PZ | 1.4
97981100 |  | GUARNIZIONE D=24X15X2 | DICHTUNG D=24X15X2 | GASKET D=24X15X2 | JOINT D=24X15X2 | JUNTA D=24X15X2 | PZ | 2.5
97981200 |  | RACC.T M-M-F 1/8'' (KTW) | T-ANSCHLUSS M-M-F 1/8'' | M-M-F 1/8'' T-UNION | RACC. EN T M-M-F 1/8'' | M-M-F 1/8 T-UNION | PZ | 4.6
97981300 |  | RACC. A L 1/8'' M-M (KTW) | L-ANSCHLUSS 1/8'' M-M | 1/8'' M-M L-UNION | RACC. EN L 1/8 M-M" | 1/8 M-M L-UNION | PZ | 3.8
97981700 |  | RACC.GHIERA A L 4X6-1/8GC DVGW | L-ANSCHLUSS 4X6-1/8GC DVGW | 4X6-1/8GC DVGW RING NUT L-UNIO | RACC. BAGUE EN L 4X6-1/8GC DVG | CONEX EJE EN L 4X6-1/8GC DVGW | PZ | 3.8
97981800 |  | RACC. A L 1/8G-1/8GF (DVGW) | L-ANSCHLUSS 1/8G-1/8GF (DVGW) | 1/8G-1/8GF (DVGW) L-UNION | RACC. EN L 1/8G-1/8GF (DVGW) | CONEX EN L 1/8G-1/8GF (DVGW) | PZ | 3.4
97982000 |  | TAPPO FIL 1/8M TE (DVGW) | GEWINDESTOPFEN 1/8M TE (DVGW | PLUG FIL 1/8M TE (DVGW) | BOUCHON FIL. 1/8M TE (DVGW) | TAPÓN ROS 1/8M CAB HEX (DVGW) | PZ | 1
97982100 |  | TAPPO FIL 1/8'' (DVGW) | GEWINDESTOPFEN 1/8'' FÜR FILTE | FILTER PLUG FIL 1/8'' | BOUCHON FIL.1/8 POUR FILTRE" | FILTER PLUG FIL 1/8 | PZ | 2
97982700 |  | RACC.L 1/8''F-1/4''F S01(DVGW) | L-ANSCHLUSS 1/8''F-1/4''F (DVG | 1/8''F-1/4''F (DVGW) L-UNION | RACC. EN L 1/8F-1/4"F (DVGW)" | 1/8F-1/4F (DVGW) L-UNION | PZ | 3.3
97983000 |  | RACC.GHIERA A L 4X6-1/8G DVGW | L-MUTTERNUT 4X6-1/8G (KTW) | L-NUTLOCKING 4X6-1/8G (KTW) | BAGUE DE FIX A' L 4X6-1/8G(KTW | L-TUERCALOCKING 4X6-1/8G (KTW) | PZ | 1.9
97983400 |  | RACC.GHIERA A T 4X6 (KTW) | T-RING ABSCHLUSS 4X6 (KTW) | T-RING FITTING 4X6 (KTW) | RACCORD BAGUE T 4X6 (KTW) | ADAPTADOR T 4X6 (KTW) | PZ | 9.9
97983900 |  | TUBO ALIM. E SCARICO A EV | SPEISE- ABFLUSSROHR ZU EV | LOAD & DRAIN TUBE A EV | TUBE ENTREE&SORTIE A EV | MANG ALIM Y DESCARGO A EV | PZ | 17
97984000 |  | TUBO ALIM. EV - CILINDRO SING. | VERS. SCHLAUCH MV - EINZ. ZYL. | SUPPLY TUBE EV. SING. CYLINDER | TUBE ALIM.EV CYLINDRE SIMPLE | TUBO ALIM. EV. CILINDRO UNICO | PZ | 21
97984300 |  | TUBO ALIM. POMPA | VERSORG.SCHLAUCH PUMPE | PUMP POWER SUPPLY PIPE | TUYAU ALIM. POMPE | TUBO ALIM. BOMBA | PZ | 13.5
97984400 |  | RACC. A L 1/8'' CONICO-12X1,5 | RACC. A L 1/8' CONICO-12X1,5 | RACC. A L 1/8 CONICO-12X1,5 | RACC. EN L 1/8''CONIQUE-12X1,5 | EMPAL.EN L 1/8'' CÓNICO-12X1,5 | PZ | 7.7
97984600 |  | TAPPO 3/8'' PER SERB. OLIO | VERSCHLUSS 3/8 FÜR ÖLBEHÄLTER" | CAP 3/8 FOR OIL TANK" | BOUCHON 3/8 RESERV.HUILE" | TAPON 3/8 PARA TANQUE ACEITE" | PZ | 3.1
97984800 |  | RACC. TUBO 3X5 E TUBO 4X6 | RACC. TUBO 3X5 - 4X6 | HOSE FITTING 3X5 - 4X6 | RACC. TUBO 3X5 - 4X6 | RACC. TUBO 3X5 - 4X6 | PZ | 1.2
97984900 |  | RACC. DIR SUPER RAPIDO TUBO D4 | SCHNELLKUPPLUNG D4 | HOSE COUPLING D4 | RACCORD RAPIDE D4 | CONEXION RAPIDA D4 | PZ | 2.4
97986000 |  | RACC DRITTO 4X6-1/8G 1511 | 4X6-1/8G 1511 GERADER ANSCHL. | STRAIGHT CONN 4X6-1/8G 1511 | CON. DROIT 4X6-1/8G 1511 | CON.DIRECTO 4X6-1/8G 1511 | PZ | 2.3
97986300 |  | RACCORDO FILTRO | FILTER-MONTAGE | FILTER FITTING | RACCORD FILTRE | GUARNICIÓN FILTRO | PZ | 3
97986600 |  | RACCORDO 2601 9-1/4 | ANSCHLUSS 2601 9-1/4 | COUPLING 2601 9-1/4 | RACCORD 2601 9-1/4 | EMPALME 2601 9-1/4 | PZ | 2.1
97986700 |  | RACCORDO 2020 1/4-1/4 | ANSCHLUSS 2020 1/4-1/4 | COUPLING 2020 1/4-1/4 | RACCORD 2020 1/4-1/4 | EMPALME 2020 1/4-1/4 | PZ | 3.5
97986800 |  | RACCORDO 2601 12-1/4 | ANSCHLUSS 2601 12-1/4 | COUPLING 2601 12-1/4 | RACCORD 2601 12-1/4 | EMPALME 2601 12-1/4 | PZ | 2.3
97986900 |  | RACCORDO 2060 1/4-1/4 | ANSCHLUSS 2060 1/4-1/4 | COUPLING 2060 1/4-1/4 | RACCORD 2060 1/4-1/4 | EMPALME 2060 1/4-1/4 | PZ | 5.3
97987300 |  | RACCORDO 2013 1/4 | ANSCHLUSS 2013 1/4 | COUPLING 2013 1/4 | RACCORD 2013 1/4 | EMPALME 2013 1/4 | PZ | 4.1
97987400 |  | RACCORDO PORTAGOMMA 90° GHIERA | 90°-SCHLAUCHTÜLLE NUTMUTTER | 90 DEGREES COUPLING+RING NUT | RACCORD PORTE-JOINT 90° EMBOUT | EMPALME ESPIGA 90° VIROLA | PZ | 13.5
97987500 |  | RACC.INGRESSO DRYER/VASCA | ANSCHL. EINLASS DRYER/WANNE | DRYER/TANK INLET FITTINGS | RACC. PORTE DRYER / RESERV. | CONEX. PUERTA DRYER / DEPOSITO | PZ | 132
97987600 |  | RACCORDO TUBI COND.VAPORE | ANSCHLUSS DAMPFKOND.SCHLÄUCHE | STEAM CONDUCT TUBES CONNECT | CONEX. TUYAUX COND.VAPEUR | CONEC. TUBOS COND.VAPOR | PZ | 34
97987800 |  | RACCORDO A OGIVA | WIDERHAKENANSCHLUSS | OGIVE FITTING | RACCORD À OLIVE | UNIÓN DE COMPRESIÓN | PZ | 11
97988400 |  | RACCORDO A PIPETTA | PIPETTE VERBINDUNG | PIPETTE FITTING | RACCORD A PIPETTE | CONEXION A PIPETA | PZ | 1.3
97988600 |  | RACC DIRITTO MASC.1/8 + RESCA | GERADER ANSCHLUSS MÄNNL. 1/8 + | STRAIGHT FITTING 1/8 MALE | RACCORD DROIT 1/8 MÂLE CANNELÉ | UNIÓN RECTA MACHO 1/8 + ESPIGA | PZ | 3.2
97988700 |  | RACCORDO M5 MASC G1-8 FEMM | ANSCHLUSS M5 MÄNNL. G1-8 WEIBL | COUPLING M5 MALE G1-8 FEMALE | RACCORD M5 MÂLE G1-8 FEMELLE | UNIÓN M5 MACHO G1-8 HEMBRA | PZ | 1.4
97988800 |  | RACC. GHIERA 6X4-5X3 | ZWINGE ANSCHLUSS 6X4-5X3 | RING CONNECTOR 6X4-5X3 | FERRULE 6X4-5X3 | CONJUNTO ANILLO 6X4-5X3 | PZ | 5.6
97988900 |  | RACC. TUBO 1,6X3,17 M5-OR | 1,6X3,17 M5-OR ROHR VERBINDUNG | TUBE CONNECT 1,6X3,17 M5-OR | RACCORD TUYAU 1,60X3,17 M5-OR | CONEX.TUBO 1,60X3,17 M5-OR | PZ | 2.9
97989000 |  | RACC.GHIERA 6X8-1/2G (DVGW) | ANSCH. NUTMUT. 6X8-1/2G (DVGW) | 6X8-1/2G RING CONNECT (DVGW) | RACC.VIROLE 6X8-1/2G (DVGW) | CONECT.CAPS.6X8-1/2G (DVGW) | PZ | 5.7
97992003 |  | SEDILE 101 VERDE CARAIBI | SITZ 101 KARIBIK GRÜN | SEAT 101 CARIBBEAN GREEN | ASSISE 101 VERT CARAÏBES | ASIENTO 101 VERDE CARIBE | PZ | 775
97992004 |  | SEDILE 102 BLU ATLANTICO | SITZ 102 ATLANTIK BLAU | SEAT 102 ATLANTIC BLUE | ASSISE 102 BLEU ATLANTIQUE | ASIENTO 102 AZÚL ATLÁNTICO | PZ | 775
97992005 |  | SEDILE 103 GIALLO NEVADA | SITZ 103 NEVADA GELB | SEAT 103 NEVADA YELLOW | ASSISE 103 JAUNE NEVADA | ASIENTO 103 AMARILLO NEVADA | PZ | 775
97992006 |  | SEDILE 106 AZZURRO MEDITERRANE | SITZ 106 MEDITERAN BLAU | SEAT 106 MEDITERRANEAN BLUE | ASSISE 106 BLEU MÉDITERRANÉEN | ASIENTO 106 AZÚL MEDITERRÁNEO | PZ | 775
97992009 |  | SEDILE 113 BLU PACIFICO | SITZ 113 PAZIFIK BLAU | SEAT 113 PACIFIC BLUE | ASSISE 113 BLEU PACIFIQUE | ASIENTO 113 AZÚL PACÍFICO | PZ | 775
97992010 |  | SEDILE 115 SALMONE SCOZZESE | SITZ 115 LACHSROT | SEAT 115 SCOTTISH SALMON | ASSISE 115 SAUMON | ASIENTO 115 SALMÓN ESCOCÉS | PZ | 775
97992012 |  | SEDILE 121 GRIGIO ANTRACITE | SITZ 121 ANTHRAZIT GRAU | SEAT 121 ANTHRACITE GREY | ASSISE 121 GRIS ANTHRACITE | ASIENTO 121 GRIS ANTRACITA | PZ | 775
97992013 |  | SEDILE 123 VERDE POLINESIA | SITZ 123 POLYNESIEN GRÜN | SEAT 123 POLYNESIAN GREEN | ASSISE 123 VERT POLYNÉSIE | ASIENTO 123 VERDE POLINESIA | PZ | 775
97992014 |  | SEDILE 195 SALMONE SCOZZ VISCO | SITZ SOFT 195 LACHSROT | SEAT VISCO 195 SCOTTISH SALMON | ASSISE VISCO 195 SAUMON | ASIENTO VISCO 195 SALMÓN ESCOC | PZ | 725
97992015 |  | SEDILE 196 AZZURRO MED VISCO | SITZ SOFT 196 MEDITERAN BLAU | SEAT VISCO 196 MEDITERRAN BLUE | ASSISE VISCO 196 BLEU MÉDITERR | ASIENTO VISCO 196 AZÚL MEDITER | PZ | 725
97992016 |  | SEDILE 197 VERDE CARAIBI VISCO | SITZ SOFT 197 KARIBIK GRÜN | SEAT VISCO 197 CARIBBEAN GREEN | ASSISE VISCO 197 VERT CARAÏBES | ASIENTO VISCO 197 VERDE CARIBE | PZ | 725
97992017 |  | SEDILE 198 BLU ATLANTICO VISCO | SITZ SOFT 198 ATLANTIK BLAU | SEAT VISCO 198 ATLANTIC BLUE | ASSISE VISCO 198 BLEU ATLANTIQ | ASIENTO VISCO 198 AZÚL ATLÁNTI | PZ | 725
97992018 |  | SEDILE 199 GRIGIO ANTRAC VISCO | SITZ SOFT 199 ANTHRAZIT GRAU | SEAT VISCO 199 ANTHRACITE GREY | ASSISE VISCO 199 GRIS ANTHRAC | ASIENTO VISCO 199 GRIS ANTRACI | PZ | 725
97992106 |  | SEDUTA MOD 7 130 NERO GRAFITE | SITZ MOD 7 130 GRAPHIT SCHWARZ | SEAT MOD 7 130 GRAPHITE BLACK | ASSISE MOD 7 130 NOIR GRAPHITE | ASIENTO MOD 7 130 NERO GRAFITO | PZ | 330
97992108 |  | SEDUTA MOD 7 134 GLICINE GIAPP | SITZ MOD 7 134 JAPAN VIOLETT | SEAT MOD 7 134 JAPANE WISTERIA | ASSISE MOD 7 134 GLYCINE JAPON | ASIENTO MOD 7 134 GLYCINA JAPO | PZ | 330
97992109 |  | SEDUTA MOD 7 135 ROSSO VENEZIA | SITZ MOD 7 135 WENEDIG ROT | SEAT MOD 7 135 VENETIAN RED | ASSISE MOD 7 135 ROUGE VÉNITIE | ASIENTO MOD 7 135 ROJO VENECIA | PZ | 330
97992110 |  | SEDUTA MOD 7 136 AZZURRO INDIA | SITZ MOD 7 136 INDIEN BLAU | SEAT MOD 7 136 INDI LIGHT BLUE | ASSISE MOD 7 136 BLEU INDIEN | ASIENTO MOD 7 136 AZÚL INDIANO | PZ | 330
97992111 |  | SEDUTA MOD 7 137 ARGENTO BRILL | SITZ MOD 7 137 LEUCHTEN SILBER | SEAT MOD 7 137 BRIGHT SILVER | ASSISE MOD 7 137 ARGENT BRILLA | ASIENTO MOD 7 137 PLATA BRILLA | PZ | 330
97992113 |  | SCHIENALE MOD 7 130 NERO GRAFI | RÜCKENLEHNE MOD 7 130 GR SCHWA | BACKREST MOD 7 130 GRAPH BLACK | DOSSIER MOD 7 130 NOIR GRAPHIT | RESPALDO MOD 7 130 NERO GRAFIT | PZ | 291
97992115 |  | SCHIENALE MOD 7 134 GLICIN GIA | RÜCKENLEHNE MOD 7 134 J.VIOLET | BACKREST MOD 7 134 JAP WISTERI | DOSSIER MOD 7 134 GLYCINE JAPO | RESPALDO MOD 7 134 GLYCINA JAP | PZ | 291
97992116 |  | SCHIENALE MOD 7 135 ROSSO VENE | RÜCKENLEHNE MOD 7 135 WENE ROT | BACKREST MOD 7 135 VENETIA RED | DOSSIER MOD 7 135 ROUGE VÉNITI | RESPALDO MOD 7 135 ROJO VENECI | PZ | 291
97992117 |  | SCHIENALE MOD 7 136 AZZURR IND | RÜCKENLEHNE MOD 7 136 IND BLAU | BACKREST MOD 7 136 INDI L.BLUE | DOSSIER MOD 7 136 BLEU INDIEN | RESPALDO MOD 7 136 AZÚL INDIAN | PZ | 291
97992118 |  | SCHIENALE MOD 7 137 ARGENT BRI | RÜCKENLEHNE MOD 7 137 L.SILBER | BACKREST MOD 7 137 BRIG SILVER | DOSSIER MOD 7 137 ARGENT BRILL | RESPALDO MOD 7 137 PLATA BRILL | PZ | 291
97992120 |  | SEDUTA MOD 8 130 NERO GRAFITE | SITZ MOD 8 130 GRAPHIT SCHWARZ | SEAT MOD 8 130 GRAPHITE BLACK | ASSISE MOD 8 130 NOIR GRAPHITE | ASIENTO MOD 8 130 NERO GRAFITO | PZ | 289
97992122 |  | SEDUTA MOD 8 134 GLICINE GIAPP | SITZ MOD 8 134 JAPAN VIOLETT | SEAT MOD 8 134 JAPANE WISTERIA | ASSISE MOD 8 134 GLYCINE JAPON | ASIENTO MOD 8 134 GLYCINA JAPO | PZ | 289
97992123 |  | SEDUTA MOD 8 135 ROSSO VENEZIA | SITZ MOD 8 135 WENEDIG ROT | SEAT MOD 8 135 VENETIAN RED | ASSISE MOD 8 135 ROUGE VÉNITIE | ASIENTO MOD 8 135 ROJO VENECIA | PZ | 289
97992124 |  | SEDUTA MOD 8 136 AZZURRO INDIA | SITZ MOD 8 136 INDIEN BLAU | SEAT MOD 8 136 INDI LIGHT BLUE | ASSISE MOD 8 136 BLEU INDIEN | ASIENTO MOD 8 136 AZÚL INDIANO | PZ | 289
97992125 |  | SEDUTA MOD 8 137 ARGENTO BRILL | SITZ MOD 8 137 LEUCHTEN SILBER | SEAT MOD 8 137 BRIGHT SILVER | ASSISE MOD 8 137 ARGENT BRILLA | ASIENTO MOD 8 137 PLATA BRILLA | PZ | 289
97992211 |  | SCHIENALE 134 GLICINE GIAPPONE | RÜCKENLEHNE 134 JAPAN VIOLETT | BACKREST 134 JAPANESE WISTERIA | DOSSIER 134 GLYCINE JAPONAISE | RESPALDO 134 GLYCINA JAPONÉSA | PZ | 377
97992212 |  | SCHIENALE 135 ROSSO VENEZIANO | RÜCKENLEHNE 135 WENEDIG ROT | BACKREST 135 VENETIAN RED | DOSSIER 135 ROUGE VÉNITIEN | RESPALDO 135 ROJO VENECIANO | PZ | 377
97992213 |  | SCHIENALE 136 AZZURRO INDIANO | RÜCKENLEHNE 136 INDIEN BLAU | BACKREST 136 INDIAN LIGHT BLUE | DOSSIER 136 BLEU INDIEN | RESPALDO 136 AZÚL INDIANO | PZ | 377
97992214 |  | SCHIENALE 137 ARGENTO BRILLANT | RÜCKENLEHNE 137 LEUCHTE SILBER | BACKREST 137 BRIGHT SILVER | DOSSIER 137 ARGENT BRILLANT | RESPALDO 137 PLATA BRILLANTE | PZ | 377
97992216 |  | SCHIENALE S 130 NERO GRAFITE | RÜCKENLEHNE S 130 GRAP SCHWARZ | BACKREST S 130 GRAPHITE BLACK | DOSSIER S 130 NOIR GRAPHITE | RESPALDO S 130 NERO GRAFITO | PZ | 375
97992218 |  | SCHIENALE S 134 GLICINE GIAPPO | RÜCKENLEHNE S 134 JAPA VIOLETT | BACKREST S 134 JAPANE WISTERIA | DOSSIER S 134 GLYCINE JAPONAIS | RESPALDO S 134 GLYCINA JAPONÉS | PZ | 375
97992219 |  | SCHIENALE S 135 ROSSO VENEZIAN | RÜCKENLEHNE S 135 WENEDIG ROT | BACKREST S 135 VENETIAN RED | DOSSIER S 135 ROUGE VÉNITIEN | RESPALDO S 135 ROJO VENECIANO | PZ | 375
97992220 |  | SCHIENALE S 136 AZZURRO INDIAN | RÜCKENLEHNE S 136 INDIEN BLAU | BACKREST S 136 INDI LIGHT BLUE | DOSSIER S 136 BLEU INDIEN | RESPALDO S 136 AZÚL INDIANO | PZ | 375
97992221 |  | SCHIENALE S 137 ARGENTO BRILLA | RÜCKENLEHNE S 137 LEUCH SILBER | BACKREST S 137 BRIGHT SILVER | DOSSIER S 137 ARGENT BRILLANT | RESPALDO S 137 PLATA BRILLANTE | PZ | 375
97992230 |  | SEDILE 130 NERO GRAFITE | SITZ 130 GRAPHIT SCHWARZ | SEAT 130 GRAPHITE BLACK | ASSISE 130 NOIR GRAPHITE | ASIENTO 130 NERO GRAFITO | PZ | 775
97992232 |  | SEDILE 134 GLICINE GIAPPONESE | SITZ 134 JAPAN VIOLETT | SEAT 134 JAPANESE WISTERIA | ASSISE 134 GLYCINE JAPONAISE | ASIENTO 134 GLYCINA JAPONÉSA | PZ | 775
97992233 |  | SEDILE 135 ROSSO VENEZIANO | SITZ 135 WENEDIG ROT | SEAT 135 VENETIAN RED | ASSISE 135 ROUGE VÉNITIEN | ASIENTO 135 ROJO VENECIANO | PZ | 775
97992234 |  | SEDILE 136 AZZURRO INDIANO | SITZ 136 INDIEN BLAU | SEAT 136 INDIAN LIGHT BLUE | ASSISE 136 BLEU INDIEN | ASIENTO 136 AZÚL INDIANO | PZ | 775
97992235 |  | SEDILE 137 ARGENTO BRILLANTE | SITZ 137 LEUCHTEND SILBER | SEAT 137 BRIGHT SILVER | ASSISE 137 ARGENT BRILLANT | ASIENTO 137 PLATA BRILLANTE | PZ | 775
97992237 |  | SCHIENALE L 130 NERO GRAFITE | RÜCKENLEHNE L 130 GRAP SCHWARZ | BACKREST L 130 GRAPHITE BLACK | DOSSIER L 130 NOIR GRAPHITE | RESPALDO L 130 NERO GRAFITO | PZ | 426
97992239 |  | SCHIENALE L 134 GLICINE GIAPPO | RÜCKENLEHNE L 134 JAPA VIOLETT | BACKREST L 134 JAPANE WISTERIA | DOSSIER L 134 GLYCINE JAPONAIS | RESPALDO L 134 GLYCINA JAPONÉS | PZ | 426
97992240 |  | SCHIENALE L 135 ROSSO VENEZIAN | RÜCKENLEHNE L 135 WENEDIG ROT | BACKREST L 135 VENETIAN RED | DOSSIER L 135 ROUGE VÉNITIEN | RESPALDO L 135 ROJO VENECIANO | PZ | 426
97992241 |  | SCHIENALE L 136 AZZURRO INDIAN | RÜCKENLEHNE L 136 INDIEN BLAU | BACKREST L 136 INDI LIGHT BLUE | DOSSIER L 136 BLEU INDIEN | RESPALDO L 136 AZÚL INDIANO | PZ | 426
97992242 |  | SCHIENALE L 137 ARGENTO BRILLA | RÜCKENLEHNE L 137 LEUCH SILBER | BACKREST L 137 BRIGHT SILVER | DOSSIER L 137 ARGENT BRILLANT | RESPALDO L 137 PLATA BRILLANTE | PZ | 426
97992258 |  | SEDILE 130 NERO GRAFITE | SITZ 130 GRAPHIT SCHWARZ | SEAT 130 GRAPHITE BLACK | ASSISE 130 NOIR GRAPHITE | ASIENTO 130 NERO GRAFITO | PZ | 755
97992260 |  | SEDILE 134 GLICINE GIAPPONESE | SITZ 134 JAPAN VIOLETT | SEAT 134 JAPANESE WISTERIA | ASSISE 134 GLYCINE JAPONAISE | ASIENTO 134 GLYCINA JAPONÉSA | PZ | 755
97992261 |  | SEDILE 135 ROSSO VENEZIANO | SITZ 135 WENEDIG ROT | SEAT 135 VENETIAN RED | ASSISE 135 ROUGE VÉNITIEN | ASIENTO 135 ROJO VENECIANO | PZ | 755
97992262 |  | SEDILE 136 AZZURRO INDIANO | SITZ 136 INDIEN BLAU | SEAT 136 INDIAN LIGHT BLUE | ASSISE 136 BLEU INDIEN | ASIENTO 136 AZÚL INDIANO | PZ | 755
97992263 |  | SEDILE 137 ARGENTO BRILLANTE | SITZ 137 LEUCHTEND SILBER | SEAT 137 BRIGHT SILVER | ASSISE 137 ARGENT BRILLANT | ASIENTO 137 PLATA BRILLANTE | PZ | 755
97992272 |  | SEDUTA MOD 9 101 VERDE CARAIBI | SITZ MOD 9 101 KARIBIK GRÜN | SEAT MOD 9 101 CARIBBEAN GREEN | ASSISE MOD 9 101 VERT CARAÏBES | ASIENTO MOD 9 101 VERDE CARIBE | PZ | 352
97992273 |  | SEDUTA MOD 9 102 BLU ATLANTICO | SITZ MOD 9 102 ATLANTIK BLAU | SEAT MOD 9 102 ATLANTIC BLUE | ASSISE MOD 9 102 BLEU ATLANTIQ | ASIENTO MOD 9 102 AZÚL ATLÁNTI | PZ | 352
97992274 |  | SEDUTA MOD 9 103 GIALLO NEVADA | SITZ MOD 9 103 NEVADA GELB | SEAT MOD 9 103 NEVADA YELLOW | ASSISE MOD 9 103 JAUNE NEVADA | ASIENTO MOD 9 103 AMARILLO NEV | PZ | 352
97992275 |  | SEDUTA MOD 9 106 AZZURRO MEDIT | SITZ MOD 9 106 MEDITERAN BLAU | SEAT MOD 9 106 MEDITERRAN BLUE | ASSISE MOD 9 106 BLEU MÉDITERR | ASIENTO MOD 9 106 AZÚL MEDITER | PZ | 352
97992276 |  | SEDUTA MOD 9 113 BLU PACIFICO | SITZ MOD 9 113 PAZIFIK BLAU | SEAT MOD 9 113 PACIFIC BLUE | ASSISE MOD 9 113 BLEU PACIFIQU | ASIENTO MOD 9 113 AZÚL PACÍFIC | PZ | 352
97992277 |  | SEDUTA MOD 9 115 SALMONE SCOZZ | SITZ MOD 9 115 LACHSROT | SEAT MOD 9 115 SCOTTISH SALMON | ASSISE MOD 9 115 SAUMON | ASIENTO MOD 9 115 SALMÓN ESCOC | PZ | 352
97992278 |  | SEDUTA MOD 9 121 GRIGIO ANTRAC | SITZ MOD 9 121 ANTHRAZIT GRAU | SEAT MOD 9 121 ANTHRACITE GREY | ASSISE MOD 9 121 GRIS ANTHRAC | ASIENTO MOD 9 121 GRIS ANTRACI | PZ | 352
97992279 |  | SEDUTA MOD 9 123 VERDE POLINES | SITZ MOD 9 123 POLYNESIEN GRÜN | SEAT MOD 9 123 POLYNESIA GREEN | ASSISE MOD 9 123 VERT POLYNÉSI | ASIENTO MOD 9 123 VERDE POLINE | PZ | 352
97992280 |  | SEDUTA MOD 9 130 NERO GRAFITE | SITZ MOD 9 130 GRAPHIT SCHWARZ | SEAT MOD 9 130 GRAPHITE BLACK | ASSISE MOD 9 130 NOIR GRAPHITE | ASIENTO MOD 9 130 NERO GRAFITO | PZ | 352
97992282 |  | SEDUTA MOD 9 134 GLICINE GIAPP | SITZ MOD 9 134 JAPAN VIOLETT | SEAT MOD 9 134 JAPANE WISTERIA | ASSISE MOD 9 134 GLYCINE JAPON | ASIENTO MOD 9 134 GLYCINA JAPO | PZ | 352
97992283 |  | SEDUTA MOD 9 135 ROSSO VENEZIA | SITZ MOD 9 135 WENEDIG ROT | SEAT MOD 9 135 VENETIAN RED | ASSISE MOD 9 135 ROUGE VÉNITIE | ASIENTO MOD 9 135 ROJO VENECIA | PZ | 352
97992284 |  | SEDUTA MOD 9 136 AZZURRO INDIA | SITZ MOD 9 136 INDIEN BLAU | SEAT MOD 9 136 INDI LIGHT BLUE | ASSISE MOD 9 136 BLEU INDIEN | ASIENTO MOD 9 136 AZÚL INDIANO | PZ | 352
97992285 |  | SEDUTA MOD 9 137 ARGENTO BRILL | SITZ MOD 9 137 LEUCHTEN SILBER | SEAT MOD 9 137 BRIGHT SILVER | ASSISE MOD 9 137 ARGENT BRILLA | ASIENTO MOD 9 137 PLATA BRILLA | PZ | 352
97992287 |  | SCHIENALE MOD 9 101 VERDE CARA | RÜCKENLEHNE MOD 9 101 KAR GRÜN | BACKREST MOD 9 101 CARIB GREEN | DOSSIER MOD 9 101 VERT CARAÏBE | RESPALDO MOD 9 101 VERDE CARIB | PZ | 166
97992288 |  | SCHIENALE MOD 9 102 BLU ATLANT | RÜCKENLEHNE MOD 9 102 ATL BLAU | BACKREST MOD 9 102 ATLANT BLUE | DOSSIER MOD 9 102 BLEU ATLANTI | RESPALDO MOD 9 102 AZÚL ATLÁNT | PZ | 166
97992289 |  | SCHIENALE MOD 9 103 GIALLO NEV | RÜCKENLEHNE MOD 9 103 NEV GELB | BACKREST MOD 9 103 NEVA YELLOW | DOSSIER MOD 9 103 JAUNE NEVADA | RESPALDO MOD 9 103 AMARILLO NE | PZ | 166
97992290 |  | SCHIENALE MOD 9 106 AZZURR MED | RÜCKENLEHNE MOD 9 106 MED BLAU | BACKREST MOD 9 106 MEDITE BLUE | DOSSIER MOD 9 106 BLEU MÉDITER | RESPALDO MOD 9 106 AZÚL MEDITE | PZ | 166
97992291 |  | SCHIENALE MOD 9 113 BLU PACIFI | RÜCKENLEHNE MOD 9 113 PAZ BLAU | BACKREST MOD 9 113 PACIFI BLUE | DOSSIER MOD 9 113 BLEU PACIFIQ | RESPALDO MOD 9 113 AZÚL PACÍFI | PZ | 166
97992292 |  | SCHIENALE MOD 9 115 SALMON SCO | RÜCKENLEHNE MOD 9 115 LACHSROT | BACKREST MOD 9 115 SCOT SALMON | DOSSIER MOD 9 115 SAUMON | RESPALDO MOD 9 115 SALMÓN ESCO | PZ | 166
97992293 |  | SCHIENALE MOD 9 121 GRIGIO ANT | RÜCKENLEHNE MOD 9 121 ANT GRAU | BACKREST MOD 9 121 ANTHRA GREY | DOSSIER MOD 9 121 GRIS ANTHRA | RESPALDO MOD 9 121 GRIS ANTRAC | PZ | 166
97992294 |  | SCHIENALE MOD 9 123 VERDE POLI | RÜCKENLEHNE MOD 9 123 POL GRÜN | BACKREST MOD 9 123 POLYN GREEN | DOSSIER MOD 9 123 VERT POLYNÉS | RESPALDO MOD 9 123 VERDE POLIN | PZ | 166
97992295 |  | SCHIENALE MOD 9 130 NERO GRAFI | RÜCKENLEHNE MOD 9 130 G.SCHWAR | BACKREST MOD 9 130 GRAPH BLACK | DOSSIER MOD 9 130 NOIR GRAPHIT | RESPALDO MOD 9 130 NERO GRAFIT | PZ | 166
97992297 |  | SCHIENALE MOD 9 134 GLICIN GIA | RÜCKENLEHNE MOD 9 134 J.VIOLET | BACKREST MOD 9 134 JAP WISTERI | DOSSIER MOD 9 134 GLYCINE JAPO | RESPALDO MOD 9 134 GLYCINA JAP | PZ | 166
97992298 |  | SCHIENALE MOD 9 135 ROSSO VENE | RÜCKENLEHNE MOD 9 135 WENE ROT | BACKREST MOD 9 135 VENETIA RED | DOSSIER MOD 9 135 ROUGE VÉNITI | RESPALDO MOD 9 135 ROJO VENECI | PZ | 166
97992299 |  | SCHIENALE MOD 9 136 AZZURR IND | RÜCKENLEHNE MOD 9 136 IND BLAU | BACKREST MOD 9 136 INDI L.BLUE | DOSSIER MOD 9 136 BLEU INDIEN | RESPALDO MOD 9 136 AZÚL INDIAN | PZ | 166
97992300 |  | SCHIENALE MOD 9 137 ARGENT BRI | RÜCKENLEHNE MOD 9 137 L.SILBER | BACKREST MOD 9 137 BRIG SILVER | DOSSIER MOD 9 137 ARGENT BRILL | RESPALDO MOD 9 137 PLATA BRILL | PZ | 166
97992307 |  | SEDILE 195 SALMONE SCOZZ VISCO | SITZ SOFT 195 LACHSROT | SEAT VISCO 195 SCOTTISH SALMON | ASSISE VISCO 195 SAUMON | ASIENTO VISCO 195 SALMÓN ESCOC | PZ | 710
97992308 |  | SEDILE 196 AZZURRO MEDIT VISCO | SITZ SOFT 196 MEDITERAN BLAU | SEAT VISCO 196 MEDITERRAN BLUE | ASSISE VISCO 196 BLEU MÉDITERR | ASIENTO VISCO 196 AZÚL MEDITER | PZ | 710
97992309 |  | SEDILE 197 VERDE CARAIBI VISCO | SITZ SOFT 197 KARIBIK GRÜN | SEAT VISCO 197 CARIBBEAN GREEN | ASSISE VISCO 197 VERT CARAÏBES | ASIENTO VISCO 197 VERDE CARIBE | PZ | 710
97992310 |  | SEDILE 198 BLU ATLANTICO VISCO | SITZ SOFT 198 ATLANTIK BLAU | SEAT VISCO 198 ATLANTIC BLUE | ASSISE VISCO 198 BLEU ATLANTIQ | ASIENTO VISCO 198 AZÚL ATLÁNTI | PZ | 710
97992311 |  | SEDILE 199 GRIGIO ANTRAC VISCO | SITZ SOFT 199 ANTHRAZIT GRAU | SEAT VISCO 199 ANTHRACITE GREY | ASSISE VISCO 199 GRIS ANTHRAC | ASIENTO VISCO 199 GRIS ANTRACI | PZ | 710
97992325 |  | SEDILE 132 VIOLA MIRTILLO | SITZ 132 HEIDELBEERE LILA | SEAT 132 BLUEBERRY PURPLE | ASSISE 132 VIOLET MIRTILLE | ASIENTO 132 VIOLETA ARÁNDANO | PZ | 775
97992326 |  | SCHIENALE L 132 VIOLA MIRTILLO | RÜCKENLEHNE L 132 HEIDELB LILA | BACKREST L 132 BLUEBERR PURPLE | DOSSIER L 132 VIOLET MIRTILLE | RESPALDO L 132 VIOLETA ARÁNDAN | PZ | 426
97992327 |  | SCHIENALE S 132 VIOLA MIRTILLO | RÜCKENLEHNE S 132 HEIDELB LILA | BACKREST S 132 BLUEBERR PURPLE | DOSSIER S 132 VIOLET MIRTILLE | RESPALDO S 132 VIOLETA ARÁNDAN | PZ | 375
97992329 |  | SEDILE 132 VIOLA MIRTILLO | SITZ 132 HEIDELBEERE LILA | SEAT 132 BLUEBERRY PURPLE | ASSISE 132 VIOLET MIRTILLE | ASIENTO 132 VIOLETA ARÁNDANO | PZ | 755
97992332 |  | SCHIENALE 132 VIOLA MIRTILLO | RÜCKENLEHNE 132 HEIDELBEE LILA | BACKREST 132 BLUEBERRY PURPLE | DOSSIER 132 VIOLET MIRTILLE | RESPALDO 132 VIOLETA ARÁNDANO | PZ | 377
97992338 |  | SEDUTA MOD 7 132 VIOLA MIRTILL | SITZ MOD 7 132 HEIDELBEER LILA | SEAT MOD 7 132 BLUEBERR PURPLE | ASSISE MOD 7 132 VIOLET MIRTIL | ASIENTO MOD 7 132 VIOLETA ARÁN | PZ | 330
97992339 |  | SCHIENALE MOD 7 132 VIOLA MIRT | RÜCKENLEHNE MOD 7 132 HEI.LILA | BACKREST MOD 7 132 BLUEB PURPL | DOSSIER MOD 7 132 VIOLET MIRTI | RESPALDO MOD 7 132 VIOLETA ARÁ | PZ | 291
97992340 |  | SEDUTA MOD 8 132 VIOLA MIRTILL | SITZ MOD 8 132 HEIDELBEER LILA | SEAT MOD 8 132 BLUEBERR PURPLE | ASSISE MOD 8 132 VIOLET MIRTIL | ASIENTO MOD 8 132 VIOLETA ARÁN | PZ | 289
97992341 |  | SEDUTA MOD 9 132 VIOLA MIRTILL | SITZ MOD 9 132 HEIDELBEER LILA | SEAT MOD 9 132 BLUEBERR PURPLE | ASSISE MOD 9 132 VIOLET MIRTIL | ASIENTO MOD 9 132 VIOLETA ARÁN | PZ | 352
97992342 |  | SCHIENALE MOD 9 132 VIOLA MIRT | RÜCKENLEHNE MOD 9 132 HEI.LILA | BACKREST MOD 9 132 BLUEB PURPL | DOSSIER MOD 9 132 VIOLET MIRTI | RESPALDO MOD 9 132 VIOLETA ARÁ | PZ | 166
97992345 |  | SEDILE 193 VERDE POLINES VISCO | SITZ SOFT 193 POLYNESIEN GRÜN | SEAT VISCO 193 POLYNESIA GREEN | ASSISE VISCO 193 VERT POLYNÉSI | ASIENTO VISCO 193 VERDE POLINE | PZ | 710
97992348 |  | SEDILE 193 VERDE POLINES VISCO | SITZ SOFT 193 POLYNESIEN GRÜN | SEAT VISCO 193 POLYNESIA GREEN | ASSISE VISCO 193 VERT POLYNÉSI | ASIENTO VISCO 193 VERDE POLINE | PZ | 725
97992349 |  | SCHIENALE L 193 VERD POL VISCO | RÜCKENLEHNE L SOFT 193 PO GRÜN | BACKREST L VISCO 193 POL GREEN | DOSSIER L VISCO 193 VERT POLYN | RESPALDO L VISCO 193 VERDE POL | PZ | 409
97992351 |  | SCHIENALE S 193 VERD POL VISCO | RÜCKENLEHNE S SOFT 193 PO GRÜN | BACKREST S VISCO 193 POL GREEN | DOSSIER S VISCO 193 VERT POLYN | RESPALDO S VISCO 193 VERDE POL | PZ | 372
97992352 |  | SCHIENALE 193 VERDE POL VISCO | RÜCKENLEHNE 193 POLYNESIE GRÜN | BACKR.193 POLYN.GREEN VISCO | DOSSIER 193 VERT POLYNÉSIE | RESPALDO 193 VERDE POLINESIA | PZ | 550
97992355 |  | SEDILE 194 ROSSO VENEZIA VISCO | SITZ SOFT 194 WENEDIG ROT | SEAT VISCO 194 VENETIAN RED | ASSISE VISCO 194 ROUGE VÉNITIE | ASIENTO VISCO 194 ROJO VENECIA | PZ | 710
97992358 |  | SEDILE 194 ROSSO VENEZIA VISCO | SITZ SOFT 194 WENEDIG ROT | SEAT VISCO 194 VENETIAN RED | ASSISE VISCO 194 ROUGE VÉNITIE | ASIENTO VISCO 194 ROJO VENECIA | PZ | 725
97992359 |  | SCHIENALE L 194 ROSS VEN VISCO | RÜCKENLEHNE L SOFT 194 WEN ROT | BACKREST L VISCO 194 VENET RED | DOSSIER L VISCO 194 ROUGE VÉNI | RESPALDO L VISCO 194 ROJO VENE | PZ | 409
97992361 |  | SCHIENALE S 194 ROSS VEN VISCO | RÜCKENLEHNE S SOFT 194 WEN ROT | BACKREST S VISCO 194 VENET RED | DOSSIER S VISCO 194 ROUGE VÉNI | RESPALDO S VISCO 194 ROJO VENE | PZ | 372
97992362 |  | SCHIENALE 194 ROSSO VEN VISCO | RÜCKENLEHNE 194 WENEDIG ROT | BACKR. 194 VENETIAN RED VISCO | DOSSIER 194 ROUGE VÉNITIEN | RESPALDO 194 ROJO VENECIANO | PZ | 550
97992433 |  | SEDILE 192 VIOLA MIRT VISCO | SITZ 192 HEIDELB.BL. VISK. | SEAT 192 BLUEBER.PURPLE VISCO | SIÈGE 192 VIOLET MYRT VISCO | ASIENTO 192 MORADO ARÁN VISCO | PZ | 710
97992434 |  | SEDILE 192 VIOLA MIRT VISCO | SITZ 192 HEIDELB.BL. VISK. | SEAT 192 BLUEBER.PURPLE VISCO | SIÈGE 192 VIOLET MYRT VISCO | ASIENTO 192 MORADO ARÁN VISCO | PZ | 725
97992436 |  | SCHIENALE L 192 VIOLA MIRT VIS | RÜCKENLEHNE L 192 VIOL. VIS | BACKR.L 192 BLUEB.PURPLE VISCO | DOSSIER L 192 VIOLET MYRT VIS | RESPALDO L 192 MORADO ARÁN VIS | PZ | 409
97992437 |  | SCHIENALE S 192 VIOLA MIRT VIS | RÜCKENL. S 192 HEIDELB. VISK. | BACKR.S 192 BLUEB.PURPLE VISCO | DOSSIER S 192 VIOLET MYRT VIS | RESPALDO S 192 MORADO ARÁN VIS | PZ | 372
97992438 |  | SCHIENALE 192 VIOLA MIRT VISCO | RÜCKENL. 192 HEIDELB. VISK. | BACKR.192 BLUEBER.PURPLE VISCO | DOSSIER 192 VIOLET MYRT VISCO | RESPALDO 192 MORADO ARÁN VISCO | PZ | 550
99900226 |  | RACC.TUBO 1,6X3,17-1/8G | ANSCHLUSS MANOMETER | GAUGE FITTING | RACC. TUYAU 1,6X3,17-1/8G | CONJ. TUBO 1,6 X 3,17 - 1/8 G | PZ | 6.2
99900244 |  | RACC.TUBO 4X6-M5 (DVGW) | ANSCHLUSS EV LUFT TURBINE | TURBINE AIR EV FITTING | RACCORD E.V. AIR TURBINE | CONEX TUBO 4X6-M5 | PZ | 3.1
99900245 |  | RACC.TUBO 1,6X3,17-M5 | ANSCHLUSS EV-AUSGANG | EV OUTLET FITTING 1,6X3,17 M5 | RACCORD TUYAU 1,6X3,17 M5 | JUNTA TUBO 1,6X3,17-M5 | PZ | 4.1
99900688 |  | PIASTRINA ISOLANTE MICRO | MIKRO ISOLIERPLATINE | MICRO INSULATING LINK | PLAQUETTE ISOLANTE MICRO | PLACA AISLANTE MICRO | PZ | 1
99901208 |  | CONTROGHIERA | GEGENNUTMUTTER | COUNTERNUT | CONTRE-BAGUE | COUNTERTUERCA | PZ | 8
99902283 |  | GHIERA M12x1 - L3.5 | NUTMUTTER D=12X1 | RING NUT D=12X1 | BAGUE D=12X1 | ANILLO TUERCA D=12X1 | PZ | 3.8
99902764 |  | ASS.MOLLA-GRANO FRIZIONE | GR FEDER BREMSENSTIFT | FRICTION DOWEL SPRING GR | GR.RESSORT POINTEAU FREIN | GR. MUELLE-TORNILLO EMBRAGUE | PZ | 8.9
99903954 |  | POMELLO RUB SCARICO CONDE | HAHNKUGELGRIF KONDENSWASSERABL | CONDENSATE DRAIN TAP KNOB | POIGNEE ROBINET DE PURGE | POMO GRIFO DESAGÜE CONDE | PZ | 11.5
99906682 | #5 | RACC.TUBO 1,6X3,17-CIECO | STOPFEN FEHLEN ANBR DIR WASSER | DIRECT WATER NON APPL PLUG | BOUCHON NON INSTAL EAU DIRECTE | CONEX TUBO 1,6X3,17-CIEGO | PZ | 2
99908966 |  | RONDELLA D17,5 D30 S2 | BIELEGSCHEIBE D17,5 D30 S2 | WASHER D17,5 D30 S2 | RONDELLE D17,5 D30 S2 | ARANDELA D 17,5 D30 S2 | PZ | 2
99908967 |  | DIST SEGG. | VERLAENGERUNG ARB.SITZ | STOOL EXTENSION | RALLONGE TABOURET | DISTANCIAL ASIENTO | PZ | 90
99911597 |  | PERNO SNODO RIDUTTORE SOL | GELENKBOLZEN U-SETZ-G HUB | LIFTING REDUCER JOINT PIN | PIVOT ARTIC. REDUCTEUR MONTEE | PERNO ART REDUCTOR ELEV | PZ | 17
99911644 |  | TESTINA GUIDA MOLLA PEDANA | KOPFTEIL FÜHR. FUSSPL.FEDER | FOOT BOARD SPRING GUIDE HEAD | TÊTE GUIDE RESSORT PLATEFORME | CABEZAL GUÍA MUELLE PLATAFORMA | PZ | 1.1
99911645 |  | DIST D5-D4-L11 MOLLA PEDA | DIST. D5-D4-L11 FEDER FUSSPL. | SPACER D5-D4-L11 SPRING POW.PE | ENTR D5-D4-L11 RESSORT PLATEF | DIST D5-D4-L11 MUELLE PEDA | PZ | 6.3
99913267 |  | GHIERA M8x1 - L3 | ANSCHLAGNUTMUTTER | RING NUT | BAGUE DE CONTRASTE | ANILLO TUERCA | PZ | 2.6
99913451 |  | UGELLO ASPIRASALIVA AD AR | D?SE F.PNEUM SPEICHELABSAUGUNG | AIR SALIVA EJECT NOZZLE | BUSE POMPE/SALIVE A AIR | TOBERA ASP SALIVA POR AIRE | PZ | 25
99913463 |  | FILTRO SCARICO ARIA | FILTER LUFTABLASS | AIR OUTLET FILTER | FILTRE ECHAPPEMENT AIR | FILTRO DESCARGA AIRE | PZ | 5
99913468 |  | RONDELLA DEVIATRICE ARIA | UNTERLEGSHEIBE LUFTUMLENKUNG | AIR DEVIATING WASHER | RONDELLE DEVIAT.AIR | AIR DEVIATING ARANDELA | PZ | 16.5
99913744 |  | BLOCCH. SEZIONAMENTO ALIM | BLOCK. VERSORGUNGSTRENNUNG | SUPPLY SECTIONING BLOCK | BLOC SECTIONN. ALIM. | BLOQ. SECCION. ALIM. | PZ | 14.5
99914113 |  | LEVA DI RITORNO PEDALE | PEDALR?CKHOLHEBEL | F.CONTROL RETURN LEVER | LEVIER RAPPEL PEDALE | PALANCA DE RETORNO PEDAL | PZ | 7
99914239 |  | ROND D 10,5X35 S 1,3 | AUSGLEICHSCHEIBE | ADJUST WASHER | RONDELLE D 10,5X35 S 1,3 | ARANDELA D10,5X35 S1.3 | PZ | 2
99914321 |  | RUBINETTO SCARICO CONDENS | KONDENSWASSERABLASSHAN | CONDENSATE DRAIN TAP | ROBINET PURGE | GRIFO DESCARGA CONDENS | PZ | 24
99914323 |  | GHIERA M7X0.75 - L3.5 | NUTMUTTER BEFEST KONDENSHAHN | CONDENS DRAIN TAL LOCKING RING | BAGUE FIXAT. ROBINET PURGE | VIROLA M7X0,75 - L3,5 | PZ | 2.1
99914365 |  | RONDELLA D26-D35-S1 | ENDANSCHLAGRING | STOP RING | BAGUE DE FIN DE COURSE | ARANDELA D26-D35-S1 | PZ | 1.9
99914432 |  | ASPIRASALIVA | SPEICHELABSAUGUNG WE | HYDROGR SALIVA EJECT | POMPE/SALIVE GR. HYDR. | ASPIRADOR SALIVA | PZ | 66
99914445 | #5 | TAPPO RACCORDO 6X8 | ANSCHLUSSTOPFEN 6X8 | 6 X 8 FITTING PLUG | BOUCHON RACCORD 6X8 | TAPÓN CONEXIÓN 6X8 | PZ | 2
99914557 |  | ANELLO CENTRAGGIO RACC | ZENTRIERRRING ANSCHLUSS | FITTING CENTERING RING | BAGUE DE CENTRAGE RACCORD | FITTING CENTEANILLO RING | PZ | 3.7
99916025 |  | RACC.TUBO 3x5-M5 | 3X5-M5 ROHR ANSCHLUSS | TURBINE AIR FITTING | RACCORD TUYAU 3X5 M5 TURB.AIR | JUNTO TUBO 3X5 M5 | PZ | 3.6
99916330 |  | AZIONATORE MICRO CANNULA | STELLGLIED MIKRO KLEINE KAN?LE | SMALL HOSE MICROSW ACTUATOR | ACTIONNEUR MICROCANULES PETITE | ACTUADOR MICRO CANULA | PZ | 9
99916331 |  | AZIONATORE MICRO CANNULA | STELLGLIED MIKRO GROSSE KAN?LE | LARGE HOSE MICROSW ACTUATOR | ACTIONNEUR MICRO CANN. GRAND | PIVOTE CANULAS ASPIRAC | PZ | 6
99916340 | #5 | RACC. NIPPLO 1.5X2.5 | DROSSEL | THROTTLE | ETRANGLEUR NIPPLO 1.5X2.5 | JUNTO NIPPLO 1.5X2.5 | PZ | 2
99916540 |  | ROND D 55.5X70.9 S 2.5 | SCHEIBE D 55.5X70.9 S 2.5 | WASHER D 55.5X70.9 S 2.5 | RONDELLE D 55.5X70.9 S 2.5 | ARANDELA D 55.5X70.9 S 2.5 | PZ | 5.9
99916547 |  | ROND D 36X50.2 S 2.5 | BELEIGSCHEIBE D 36x50.2 S 2,5 | WASHER D 36x50.2 S 2,5 | RONDELLE D 36x50.2 S 2,5 | ARANDELA D36X50.2 S2,5 | PZ | 7.2
99916665 |  | PERNO ROTAZ. TAV. PORTA-T | DREHBOLZEN TRAY TABLETT | TRAY TABLE ROTATION PIN | PIVOT ROTATION TABL. TRAY | PERNO ROTAC BAND PORTATRAY | PZ | 8.9
99916676 |  | RACC.TUBO 3X5-1/8G | ANSCHLUSS PROPORTINAL-EV GERA. | PROPORT.SOL.VALVE FITT. UNIT | RACCORD TUYAU 3X5-1/8G | CONEX TUBO 3X5-1/8G | PZ | 4.9
99916685 | #5 | RACC.TUBO 3X5 CIECO | ROHRSTOPFEN 5X3 | 5X3 TUBE PLUG | BOUCHON TUYAU 5X3 | CONEX TUBO 3X5 CIEGO | PZ | 2
99916686 |  | PALO LAMPADA 407 MM | LAMPENSAEULE 379 MM | LAMP COLUMN 379MM | GR. COLONNE LAMPE 379MM | PALO LAMPARA 379MM | PZ | 250
99916688 |  | BOCCOLA D42-D35-L71.5 | BUCHSE PFAHL LAMPE | LAMPE POLE BUSH | DOUILLE POTEAU LAMPE D42-D35 | CASQUILLO D42-D35-L71.5 | PZ | 12.5
99916750 |  | TAPPO CIL D 33 | STOPFEN D=33 | PLUG D=33 | BOUCHON D=33 | TAPÓN CIL D 33 | PZ | 15.5
99916755 |  | ASS. COFANO MOTORE UNIJET | MOTOR-HAUBE UNIJET | UNIJET MOTOR COVER | CACHE MOTEUR UNIJET | GR. CARTER MOTOR UNIJET | PZ | 145
99916758 |  | PANNELLO COFANO MOTORE UN | TAFEL FUER MOTOR-HAUBE | MOTOR COVER PANEL | PANNEAU CACHE MOTEUR | PANEL CÁRTER MOTOR UN | PZ | 33
99916769 |  | ROND D 10,5X31 S 1,3 | SCHEIBE 10.5X31 S 1 | WASHER 10.5X31 S 1 | RONDELLE 10.5X31 S 1 | ARANDELA 10.5X31 S 1 | PZ | 1.8
99916823 |  | PALO LAMPADA 522 MM | LAMPENSTANGE 524 MM | LAMP POLE 524MM | COLONNE LAMPE 524MM | PALO LAMPARA 524 MM | PZ | 250
99916825 |  | ASS. BOCCOLA DI RIDUZIONE | VERMINDERUNG BUCHSE | REDUCTION BUSH | BAGUE DE REDUCTION | ANILLO DE REDUCCION | PZ | 94.5
99916834 |  | GHIERA M10x1 - L4.3 | NUTMUTTER HAHN | TAP LOCKING RING | BAGLE ROBINET | VIROLA M10X1 - L4,3 | PZ | 11.5
99917269 |  | PROTEZIONE SCHEDA IDRICO | WASSERBOARD-SCHUTZ | WATER BOARD PROTECT | PROTECT PLATINE HYDRIQUE | PROECC. TARJETA AGUA | PZ | 2.8
99917410 |  | GHIERA M14X0,75 L=18 | SCHRAUBRING M15X1 L16 | M15X1 L16 RING NUT | BAGUE M15X1 L16 | EJE M15X1 L16 | PZ | 13
99917565 |  | TUBO D=25 COLLEG. ASPIR. | ABSAUGUNG SCHLAUCH ANSCH | SUCTION TUBE JOINT | TUYAU RACC.ASPIRATION D=25 | TUBO D=25 JUNTO ASPIRACION | PZ | 15
99917566 |  | TUBO D=17 COLLEG. SCARICO | ABLASS SCHLAUCH ANSCHLUS | UNLOADING TUBE JOINT | TUYAU RACCORD EVAC. D=17 | TUBO D=17 CONNEX. DESCARGO | PZ | 11.5
99917716 |  | PERNO ROTAZ. LEVA REOSTAT | ZAPFEN DREHUNG HEBEL FUSSANLAS | RHEOSTAT LEVER ROTAT. PIN | AXE ROTAT. LEVIER RHEOSTAT | PERNO ROTAC PALANCA REÓSTATO | PZ | 18
99917791 |  | RACCORDO VENTURIMETRI TUB | ANSCHLUSS | JOINT | RACCORD | CONEXIÓN VENTURÍMETROS TUB | PZ | 7
99917824 |  | PROTEZIONE SCH.SEZ.IDRICO | WASSERPLATINE-SCHUTZ | WATER BOARD PROTECTION | PROTECT.PLATINE HYDRIQUE | PROTEC. TARJETA HIDRI. | PZ | 4.6
99917958 |  | LAMIERA SENSORE TAV. | BLECH-FUEHLER | SENSOR SHEET | TOLE CAPTEUR | CHAPA SENSOR BAND | PZ | 12
99917966 |  | ASS. SENSORE VOLUMETRICO | VOLUMETRISCH FUEHLER GRUPPE | VOLUMETRIC SENSOR GROUP | GROUPE CAPTEUR VOLUMETRIQUE | ASS. SENSOR VOLUMETRICO | PZ | 195
99917970 |  | BLOCCH. DI FISS. EV 3 VIE | BEFESTIGUNGSBLOCK. EV 3 WEGE | 3-WAY EV FASTENING BLOCK | BLOC. FIXAT. EV 3 VOIES | BLOQ DE FIJ EV 3 VÍAS | PZ | 32
99917977 |  | ASS. BLOCCHETTO EV LAVAGG | KANULEWASCHE EV BLOCK GR. | CANN.WASH.EV BLOCK SET | ENS.BLOCK EV LAVAGE CANULE | GR BLOQUE EV LAVADO | PZ | 62.5
99917980 |  | ASS. ADATTATORE SIRINGA | GR. PASSTUECK FÜR SPRITZE | GR.SYRINGE ADAPTER | ENS.ADAPTATEUR SERINGUE | GR ADAPTADOR JERINGA | PZ | 43
99918039 |  | VITE M10 ROTAZ.PEDANA SIC | SCHRAUBE M10 ROT.SICHERHEITSBR | M10 ROTATING PLATF. SIC SCREW | VIS M10 ROTAT.PEDANE SURETE | TORN M10 PLATAF.GIRAT. SIC | PZ | 3.4
99918052 |  | SQUAD.FISS. CAVO REOSTATO | BEF.WINKEL KABEL FUSSSCHALTER | RHEOSTAT CABLE FIXING SQUARE | EQUERRE FIXAT. CABLE RHEOSTAT | ESCUAD.FIJ. CABLE REÓSTATO | PZ | 5.7
99918106 |  | VITE DI FINECORSA | SCHRAUBE ARMLHENE | BLOCKING SCREW | VIS ACC.DROIT | TORNILLO DE BLOQUEO | PZ | 5.7
99918150 |  | LAMIERA SUPP. NEG. PANORAM. | AUFNAHMEBLECH PAN.RÖNT.BILDB. | X-RAY NEGATIVE SUPPORT PLATE | CARTER MÉTALL. SUPP. NEGAT.PAN | CHAPA SOP. NEG. PANORÁM. | PZ | 42
99918154 |  | LAMIERA SUPP. NEG. PANORAM. | TRAGBLECH PANORAMA-RÖNTG. | X-RAY UNIT NEG SUPP PLATE | CARTER MET. SUPP. NEG. PANORAM | CHAPA SOP. NEG. PANORÁM. | PZ | 51.5
99918160 |  | SUPPORTO DX MONITOR | MONITOR RECHTSHALTERUNG | MONITOR RIGHT SUPPORT | SUPPORT DROITE MONITOR | SOPORTE DERECHA MONITOR | PZ | 52
99918248 |  | ASS. TELAIO IDRICO R. TR | GR. WASSEREINHEIT –RAHMEN R.TR | TR R. WATER FRAME GR. | ENS. CHASSIS HYDRIQUE R. TR | JUNTO BASTID.HIDRICO R. TR | PZ | 545
99918255 |  | ANELLO DI GUIDA | FUEHRUNGSRING | SLIDER RING | ANNEAU DE GLISSIERE | ANILLO DE GUIA | PZ | 7.7
99918261 |  | VITE DI FINECORSA BRACCIOLO | ANSCHLAGSCHRAUBE ARMLEHNE | ARMREST CONTROL STOP SCREW | VIS DI FINECORSA BRACCIOLO | TORNILLO FIN CARRERA BRAZO | PZ | 4.2
99918267 |  | INNESTO FILTRO TERZA CANNULA | FILTEREINSATZ DRITTE KANÜLE | 3RD CANULA FILTER GRAFT | RACCORD FILTRE 3ÈME CANULE | UNIÓN FILTRO TERCERA CÁNULA | PZ | 12.5
99918268 |  | INNESTO TERZA CANNULA | EINSATZ DRITTE KANÜLE | 3RD CANULA GRAFT | RACCORD TROISIÈME CANULE | UNIÓN TERCERA CÁNULA | PZ | 19.5
99918410 |  | RACC. NIPPLO 3X5 | NIPPEL 3X5 | 3X5 NIPPLE UNION | RACC. FILETE 3X5 | EMPAL. NIPLE 3X5 | PZ | 15
99918443 |  | SQUAD. FISS. FONTANELLA | BEFESTIGUNGSWINKEL SPEIFONTÄNE | CUP BWL FILL FIXED BRACKET | ÉQUERRE FIX. JET/VERRE/CRACH. | ESCUAD FIJ FUENTES | PZ | 13.5
99918449 |  | SQUADR. ANTIRIBALT. CART | CART ANTIUBERSCHL.WINKELST | CART ANTITIPPING SQUARE | EQUERRE ANTICAPOTAGE CART | ESCUADR. ANTIBASC. CART | PZ | 10.5
99918450 |  | DADO M4 ANTIBALT. CART | CART ANTIUBERSCHLAG.MUTTER | CART ANTIPPING NUT M4 | ECROU M4 ANTICAPOTAGE CART | CART ANTIPPING TUERCA M4 | PZ | 6.2
99918476 |  | PERNO COLLEGAMENTO POTENZ. | VERLANEGERUNG F. POTENT. | CONNECTION PIVOT POTENT. | PIVOT DE CONNECTION POTENT. | PERNO CONEXIÓN POTENC | PZ | 6.3
99918527 |  | GHIERA M16X1 L=5 | DICHTUNG | REAR | BAGUE | EJE M16X1 L=5 | PZ | 22
99918530 |  | PERNO D=5 L=18 | BOLZEN D=5 | PIN D=5 | PIVOT D=5 | PERNO D=5 L=18 | PZ | 2.3
99918565 |  | BRACCIO SUPP. RIUNITO | HALTERUNG-ARM DER B.EINHEIT | DENTAL UNIT SUPPORT ARM | BRAS SUPP.UNIT | BRAZO SOP EQUIPO | PZ | 695
99918566 |  | SUPPORTO IDRICO | HALTER WASSEREINHEIT | WATER BODY SUPPORT | SUPPORT GROUPE HYDRIQUE | SOPORTE HÍDRICO | PZ | 224
99918573 |  | ASS. PERNO SNODO BRACCIO | ARMGELENK BOLZEN GR. | ARM JOINT PIN GROUP | GR.PIVOT JOINT BRAS | GR. PERNO ARTIC. BRAZO | PZ | 170
99918628 |  | RACC MASCHIO ASPIRASAL IDRAUL | ABSAUGUNG-ANSCHLUSS | SALIVA EJECTOR JUNCTION | RACCORD ASPIRASALIVE | CONEX MACHO ASP SAL | PZ | 18.5
99918629 |  | RACC. FEMMINA ASPIRASAL IDRAUL | ANSCHLUSSMUTT.SPEICHELAUSWERF | FEM.UNION IDR.SALIVA EJECTOR | RACCORD FEMM. POMPE A SALIVE | CONEX HEMBRA ASP SAL | PZ | 18.5
99918656 |  | RACCORDO SCARICO D=17 | AUSLASS-ANSCHLUSS | D=17 DISCHARGE JUNCTION | RACCORD VIDANGE D=17 | CONEXIÓN DESCARGA D=17 | PZ | 6.4
99918658 |  | TERMINALE ASPIRASALIVA | ENDSTÜCK SPEICHELABSAUGUNG | HYDR.SALIVA-EJ.TERMINAL | TERMIN. POMPE A SALIVE | TERMINAL ASPIRADOR SALIVA | PZ | 16.5
99918662 |  | TAPPO NON APPL. CANNULA | KANULEDECKEL | HOSE PLUG | BOUCHON CANULE | TAPÓN NO APL CÁNULA | PZ | 16.5
99918694 |  | RIDUZIONE PER CANULA | KANULENREDUKT.FUER CLASSE A | REDUC.UNION FOR CL.A CANNULE | REDUCTION CANULE CLASSE A | REDUCCIÓN PARA CÁNULA | PZ | 35
99918695 |  | TAPPO CIL D 62 | NO ANKLEBEN SCHUS.STOPFEN | NO APPLIC.BOWL PLUG | BOUC. NON APPLIC.CRACHOIR | TAPÓN CIL D 62 | PZ | 45
99918705 |  | BUSSOLA D26.2-D21.8-L18 | D26.2-D21.8-L18 BUCHSE | D26.2-D21.8-L18 BUSH | DOUILLE D26.2-D21.8-L18 | ANILLO METAL TUBO ASPIR 18 | PZ | 9.7
99918706 |  | BUSSOLA D20.8-D15-L18 | BUCHSE D20.8-D15-L18 | BUSH D20.8-D15-L18 | DOUILLE D20.8-D15-L18 | ANILLO METAL TUBO ASP | PZ | 9.4
99918720 |  | AZIONATORE MC-3 SIRINGA | HALTER SPRITZE MC3 | MC3 SYRINGE ACTIONATOR | ACTIONNEUR MC3 SERINGUE | ACCIONADOR MC-3 JERINGA | PZ | 7.1
99918721 |  | AZIONATORE TT-DET.EMS | HALTER TT EMS ZEG | TT ACTIONATOR EMS SCALER | ACTIONNEUR TT DET.EMS | ACTUADOR TT DET. EMS | PZ | 5.3
99918722 |  | AZIONATORE MC-2DET.MECTRO | HALTER MC2 MECTRON ZEG | MECTRON SCALER MC2 ACTIONATOR | ACTIONATEUR MC2 DETART.MECTRON | ACCIONADOR MC-2 EL SAR MECTRO | PZ | 9.7
99918752 |  | TAPPO NON APPL. REOST. | STOPFEN NICHT ANGEB. FUSSANL. | RHEOSTAT NON-APPLIC. PLUG | BOUCHON SI RHEOSTAT PAS INSTAL | TAPÓN NO APL. REÓST. | PZ | 20
99918754 |  | ASS. COLONNA PORTANTE | TRAGSAEULE KIT | SUPPORTING COLUMN KIT | KIT COLONNE PORTANT | GR COLUMNA PORTANTE | PZ | 289
99918755 |  | CARTER POST. INFERIORE | UNTERE HAUBE | LOWER COVER | CACHE INF. | CARTER POST. INFERIOR | PZ | 81
99918756 |  | CARTER ANT. SUPERIORE | OBERE HAUBE | UPPER COVER | CACHE SUP. | CARTER ANT. SUPERIOR | PZ | 167
99918761 |  | ANELLO SUP. COLONNA | OBERE RING SAEULE | COLUMN UPPER RING | ANNEAU SUPP. COLOMNE | ANILLO SUP COLUMNA | PZ | 94.5
99918763 |  | TAPPO CIL. D44 | ZYL. STOPFEN D 44 | CYL. PLUG D 44 | BOUCHON CYL. D 44 | TAPÓN CIL. D44 | PZ | 41
99918768 |  | LAMIERA PER CALAMITE TAV. | TABLETTEMAGNET BLECH | TABLE MAGNET SHEET | TOLE POUR AIMANT TABLETTE | CHAPA PARA IMANES BAND | PZ | 6.2
99918774 |  | APPOGGIO COFANO INF. | ABLAGE UNT.GEHÄUSE | LOWER CASING SUPPORT | APPUI CARTER INF. | APOYO CARTER INFERIOR | PZ | 5.3
99918779 |  | ASS. VETRINO PORTA-NEGAT. | ROEBI DECKGLAS | NEGATOSCOPE GLASS | ENS.VERRE PORTE-NEGATOSCOPE | CONJ. CRISTALITO PORTA NEGAT | PZ | 25
99918800 |  | PROTEZIONE FORO D=10 | SCHRAUBE-SCHUTZMITTEL | SCREW PROTECTION | PROTECTION POUR VIS | TORNILLO PROTECTION | PZ | 1.3
99918866 |  | ASS. LEVA DESTRA | RECHT HEBEL GR. | RIGHT LEVER GR. | GR. LEVIER DROIT | GR. LEVA DERECHA | PZ | 36
99918872 |  | SQUAD.FISS.REOSTATO | AUFNAHME FIXIERUNG PEDAL | FOOT CONTROL FIXING SUPPORT | SUPPORT FIX.COMMANDE A PIED | ESCUAD FIJ REÓSTATO | PZ | 4.4
99918873 |  | SQUAD.INTERRUTT.GEN. | AUSSCHALTERAUFNAHME | GEN.SWITCH SUPPORT | SUPPORT INTERRUPTEUR GEN. | ESCUAD INTERRUPT GEN | PZ | 9.9
99918882 |  | VITE CORTA FISS. LEVE | HEBELBEFEST.KURZ SCHRAUBE | LEVER FIXING SHORT SCREW | VIS COURTE FIXAGE LEVIERS | LEVER FIXING SHORT TORNILLO | PZ | 8.4
99918883 |  | VITE LUNGA FISS. LEVE | HEBELBEFEST.LANG SCHRAUBE | LEVER FIXING LONG SCREW | VIS LONGUE FIXAGE LEVIERS | LEVER FIXING LONG TORNILLO | PZ | 6.4
99918885 |  | PERNO SOSTEGNO LEVE | HEBELSTUETZE BOLZEN | LEVER SUPPORT PIN | PIVOT SOUTIEN LEVIERS | PERNO SOSTEÑO PALANCAS | PZ | 5.9
99918900 |  | PERNO ATT. MOTORID. SCH. | ZAPFEN AKT. GETRIEBEM. K. | BACKREST GEARMOTOR FIX PIN | AXE FIX. MOTOREDUCT. DOSSIER | PERNO CONEX MOTORED RESPALDO | PZ | 9.8
99918926 | (**) | LEVA LUNGA TRASP POLTR/RIUNITI | LANGER HEBEL ST./EINHEIT-TRANS | LONG LEVER TRANSP. CHAIR/UNIT | LEVIER LONGUE MONTEE FAUT/UNIT | CONJ. LEVA LARGA ELEV. SILLON | PZ | 40
99918932 | (**) | LEVA CORTA TRASP POLTRONE | KURZER HEBEL ZUM STUHL-TRANSP. | SHORT LEVER TRANSP. CHAIR | LEVIER COURT MONTEE FAUTEUL | GR PALANCA CORTA ELEV SILLÓN | PZ | 23
99918936 |  | SUPPORTO PULSANTIERA | HALTERUNG FÜR BEDIENTAFEL | CTRL PANEL SUPPORT | SUPPORT CLAVIER | SOPORTE BOTONERA | PZ | 49
99918968 |  | PERNO BRACCIOLO | ZAPFEN ARMLEHNE | ARMREST PIN | AXE ACCOUDOIR | PERNO BRAZO | PZ | 95
99918969 |  | LAMIERA SOSTEGNO CARTER | AUFNAHMEBLECH ABDECKUNG | CASING SUPPORT PLATE | CARTER MET. SUPPORT CARTER | CHAPA SOPORTE CÁRTER | PZ | 4.8
99919015 |  | PERNO ARRESTO BACCHETTA | HEBELSBOLZEN | STOP LEVER PIN | PIVOT D'ARRET FOUET | PERNO PARA LEVA | PZ | 8
99919018 |  | ASS. FISSAGGIO BACINELLA | SPEISCHALE-BEFEST-KIT | CUSP.BOWL FIXING ASSEMBLY | ASSEMB. FIXATION CRACHOIR | KIT AJUSTE ESCUPIDERA | PZ | 141
99919034 |  | LAMIERA ANTI-SFILAM. | ANTIAUSFADELN BLECH | ANTIUNRAVELL. SHEET | TOLE ANTI DEFILAGE | CHAPA ANTI-DESLIZ | PZ | 6.1
99919035 |  | LAMIERA DI CENTRAGGIO | ZENTRIEREN BLECH | CENTERING SHEET | TOLE DE CENTRAGE | CENTEANILLO SHEET | PZ | 3.9
99919038 |  | ASS. PERNO SNODO BRACCIO | HELF. GELENKBOLZEN ARM | ARM JOINT PIN ASSEMBLY | GR. AXE ARTICULAT. BRAS | GR PERNO ART BRAZO | PZ | 199
99919044 |  | ASS. BRACCIO FISSO | BEFEST ARM GRUPPE | FIXED ARM GROUP | GROUPE BRAS FIXE | CONJUNTO BRAZO FIJO | PZ | 810
99919059 |  | LAMIERA FISS. FILTRO | BEFESTIGUNGSBLECH FILTER | FILTER FIXED MTL SHEET | CARTER METALL. FIXATION FILTRE | CHAPA FIJ. FILTRO | PZ | 11
99919073 |  | TUBO COPRI-SNODO | ROHR KÖRPER-GELENK | JOINT COVER TUBE | TUBE CACHE-ARTICULATION | MANGUERA COBERT ARTICUL | PZ | 14
99919076 |  | PIASTR. ORIENT. FONTAN. | BRUNNENORIENTIR.PLATTE | FOUNTAIN ORIENT. PLATE | PLAQUE ORIENT.FONTAINE | PLACA ORIENT. FUENTE | PZ | 6.1
99919077 |  | ASS. FONTANELLA BICCHIERE | GR MUNDGLASFUELLUNG | CUP FILLER GR | GR.JET DE VERRE | GR FUENTE VASO | PZ | 187
99919081 |  | SUPPORTO FONTANELLE | FUELLUNGSAUFNAHME | FILLER SUPPORT | SUPPORT JETS | SOPORTE FUENTES | PZ | 30
99919091 |  | PERNO ROTAZ BRACCIO 183 MM | ROTATIONSSTIFT ARM 183MM | 183MM ARM ROTATION PIN GROUP | GR.PIVOT ROTATION BRAS 183MM | GR PERNO ROTAC BRAZO 183MM | PZ | 166
99919093 |  | PALO LAMPADA MULTIMEDIA 163MM | MULTIMEDIA LAMPENSAEULE 163 MM | MULTIMEDIA LAMP COLUMN 163MM | COLONNE LAMPE MULTIMEDIA 163MM | PALO LAMPARA MULTIMEDIA 163MM | PZ | 300
99919095 |  | TAPPO CIL.D=50 | ZYL. STOPFEN D=50 | CYL PLUG.D=50 | BOUCHON CYL. D=50 | TAPÓN CIL.D=50 | PZ | 42.5
99919104 |  | GHIERA M35x1,5 L8 | STELLRING M35X1,5 L8 | COLLAR SWITCH M35X1,5 L8 | BAGUE M35X1,5 L8 | VIROLA M35X1,5 L8 | PZ | 22.5
99919107 |  | ASS. SUPP. ARPIONISMO | GR.KLEMMUNGSAUFNAHME | LOCKING SUPPORT GR. | ENS.SUPP.BLOCAGE | CONJUNTO SOPORTE DE BLOCAJE | PZ | 30
99919114 |  | ROND D36 D60 S1 | SCHEIBE D36 D60 S1 | WASHER D36 D60 S1 | RONDELLE D36 D60 S1 | ARANDELA D36 D60 S1 | PZ | 2.6
99919116 |  | SQUADR. FISS. CARTER | BEF.WINKEL ABDECKUNG | CASE FASTENING SQUARE | ÉQUERRE FIXAT. CARTER | ESCUADR. FIJ. CÁRTER | PZ | 6.5
99919119 |  | CHIAVETTA CORPO FONTANELL | BRUNNEN GRUPPE SCHLUSSEL | FOUNTAIN CORE KEY | CLAVETTE CORPS FONTANELLE | LLAVE CUERPO FUENTE | PZ | 1.8
99919134 | (**) | CHIAVE SERRAGGIO GHIERA | SCHLUESSEL | TIGHTENING KEY | CLE DE SERRAGE | LLAVE APRIETE EJE | PZ | 120
99919138 |  | PERNO ROTAZ BRACCIO 318 MM | ROTATIONSSTIFT ARM 318MM | 318MM ARM ROTATION PIN GR. | GR.PIVOT ROTATION BRAS 318MM | GR PERNO ROTAC BRAZO 318MM | PZ | 272
99919151 |  | ASS. PERNO ROTAZIONE | HELF. DREHBOLZEN | ROTATION PIN ASSEMBLY | GR. AXE DE ROTATION | GR. PERNO ROTACION | PZ | 78
99919171 |  | MANIGLIA CHIUSURA SPORT. | SCHLIESSEN SCHALTER HANDGRIFF | CLOSING COUNTER HANDLE | POIGNEE FERME COMPTOIR | ASA CIERRE PUERTA | PZ | 9.9
99919172 |  | SUPPORTO BACINELLA | SCHUSSEL HALTERUNG | TRAY SUPPORT | SUPPORT BASSIN | SOPORTE ESCUPIDERA | PZ | 312
99919173 |  | LAMIERA FISS. BACINELLA | [S2_BEFEST.BLECH . SPEISCH. | [S2_CUS. BWL FIXED SHEETING | [S2_PIÈCE/TÔLE FIX.CRACHOIR | [S2_CHAPA FIJA ESCUPIDERA | PZ | 10.5
99919174 |  | SQUADR. FISS. POZZ. SCARIC | [S2_BEFESTWINKEL. BODENABLAUF | DRAIN SUMP FIXING BRACKET | ÉQUERRE FIX. RÉCIP.ÉCOULEMENT | ESCUAD FIJ ARQUETA DESCARGA | PZ | 16.5
99919175 |  | PERNO ROTAZIONE BACINELLA | SCHUSSEL DREHUNG STIFT | TRAY ROTATION PIN | PIVOT ROTATION BASSIN | PERNO ROTACIÓN ESCUPIDERA | PZ | 87.5
99919176 |  | LAM.RA FISS. COFANO INF. B | BEFEST.BLECH UNTERE HAUBE SPEI | BASIN LOWER CASE FIXING PLATE | CARTER FIXAT. CAPOT INF. CRACH | CHAPA FIJ CUBIERTA INF ESCUP | PZ | 5.1
99919177 |  | LAMIERA SUPP. CONSOLLE | HALTEBLECH. BED.KONSOLE | [S2_LAMIERA SUPP. CONSOLLE | TÔLE SUPP. CONSOLE | CHAPA SOP. CONSOLA | PZ | 12
99919178 |  | LAMIERA SUPP. TAV. ASSIST. | ASS.TABL.HALTERUNG BLECH | ASS.TAB.SUPPORT SHEET | TOLE SUPPORT TABL.ASSIST. | CHAPA SOP. BAND. AUXIL. | PZ | 13
99919179 |  | LAM. SUPP. SATELLITE STR. | GERATE SATEL.HALTER. BLECH | TOOLS SATELL. SUPP. SHEET | TOLE SUPPORT SATELL. INSTR. | CHAP SOP SATELLITE INSTR | PZ | 7.1
99919198 |  | TAPPO CIL D=40,5 BIANCO | ZYL. VERSCHLUSS D=40,5 WEISS | CYL. PLUG D= 40.5 WHITE | BOUCHON CYL. D=40,5 BLANC | TAPÓN CIL D=40,5 BLANCO | PZ | 40
99919213 |  | SQUAD. FISS. COFANO | BEF.WINKEL HAUBE | COMP. FIX. BRACKET | EQUERRE FIXAT. CAPOT | ESCUAD FIJ CUBIERTA | PZ | 3.4
99919214 |  | SQUADR. PORTA PRESA | TRAGWINKEL BUCHSE | GRIP SUPPORT BRACKET | EQUERRE PORTE-PRISE | ESCUAD PORTATOMA | PZ | 5.7
99919221 |  | GHIERA REGOLAZ. PISTONE | EINSTELLSCHRAUBE KOLBEN | PISTON ADJUST. WHEEL | BAGUE DE REGLAGE PISTON | EJE REGULACIÓN PISTÓN | PZ | 16.5
99919230 |  | BIELLA TESTIERA ''E'' | PLEUEL KOPFTEIL ''E'' | HEADREST ROD E"" | BIELLE APPUI-TETE E"" | HEADREST ROD E" | PZ | 136
99919231 |  | MADREVITE TESTIERA ''E'' | MUTTERGEWINDE KOPFTEIL ''E'' | HEADR. NUT SCREW E"" | ECROU APPUI-TETE E"" | TUERCA CABEZAL | PZ | 18.5
99919244 |  | BOCCOLA PASSAGGIO INT. | BUECHSE | JOURNAL BOX | DOUILLE | CASQUILLO PASO INT | PZ | 19.5
99919256 |  | AZIONATORE MICRO | MIKRO-STELLANTRIEB | MICRO ACTUATOR | ACTIONNEUR MICRO | ACTIVADOR MICRO | PZ | 3.7
99919259 |  | COLLARE FISSAGGIO | BEFESTIGUNGSBUEGEL | CYLINDER BRACKET | COLLIER DE FIXATION | ABRAZADERA DE FIJACION | PZ | 17
99919260 |  | FLANGIA A SOFFITTO | FALTENBALGFLANSCH | CEILING-MOUNTED FACEPLATE | BRIDE AU PLAFOND | BRIDA DE TECHO | PZ | 78.5
99919264 |  | ANELLO PLAFONIERA | DECKENLEUTE RING | CEILING LIGHT RING | ANNEAU PLAFONIERE | ANILLO LUMINARIA ADOSADA | PZ | 25
99919265 |  | BUSSOLA RACC. COLONNA | BUCHSE STAENDERKUPPLUNG | COLUMN JOINT | JOINT DE RACCORD COLONNE | CASQUILLO RACOR COLUMNA | PZ | 88.5
99919270 |  | CHIAVETTA A SETTORE | SEKTOR KEIL | SECTOR KEY | CLE A SECTEURS | LLAVE SECTOR | PZ | 7.7
99919283 |  | ASS. SUPP. TAV. ASSIST. | HALTER HELFERINELEM | ASSIST.MOD. SUPPORT ASSEMBLY | ASS. SUPP. TABLETTE ASSISTANT | SUPORTE MESITA AUXILIAR | PZ | 206
99919284 |  | TAPPO PER GHIERA | RINGVERSCHLUSS | RING CAP | CAPUCHON BAGUE | TAPON ANILLO | PZ | 44.5
99919286 |  | BRACCIO TAV. ASSIST. | HELFERINELEM-ARM | ASSISTANT MODULE ARM | BRAS TABLETTE ASSISTANT | SUPORTE MESITA AUXILIAR | PZ | 179
99919288 |  | SOSTEGNO CORPO BACINELLA | SPEISCHALE-HALTER | CUSPIDOR BOWL BODY SUPPORT | SUPPORT CRACHOIR | SUPORTE ESCUPIDERA | PZ | 341
99919291 |  | PERNO SECONDO BRACCIO | STIFT 2ES ARMES | SECOND ARM PIVOT | PIVOT DEUXIEME BRAS | PIVOTE SEGUNDO BRAZO | PZ | 103
99919292 |  | PROLUNGA TAV. ASSIST. | HELFERINELEM-VERLAENGERUNG | ASSISTANT TABLE EXTENSION | RALLONGE TABLETTE ASSISTANT | EXTENSION MESITA AUXILIAR | PZ | 131
99919294 |  | MANICOTTO BR. MULTIMEDIA | MUFFE MULTIMEDIA-ARM | MULTIMEDIA ARM HOSE | MANCHON BR. MULTIMÉDIA | MANGUITO BR. MULTIMEDIA | PZ | 80.5
99919295 |  | PERNO SNODO BRACCIO TR | ARM-GELENKSTIFT TR | TR ARM SPINDLE PIVOT | PIVOT ARTICULATION BRAS TR | PIVOTE ARTICULACION BRAZO TR | PZ | 249
99919297 |  | PERNO PROL. BR. TR IBRIDO | BOLZEN VERLÄNG. ARM. TR HYBRID | HYBRID TR ARM EXT. PIN | PIVOT RALL. BR. TR HYBRIDE | PERNO EXTEN. BR. TR HÍBRIDO | PZ | 119
99919300 |  | PALO SUPP. MONITOR | MONITORHALTESTANGE | MONITOR SUPP. POST | POTENCE SUPP. ÉCRAN | PALO SOP. MONITOR | PZ | 312
99919320 |  | GOMMA ANTISCIVOLO PED. A PRESS | RUTSCHSCHUTZGUMMI DRUCKPEDAL | PRESS PEDAL ANTISLIP RUBBER | CAOUTCHOUC ANTI-DERAP. PEDALE | GOMA ANTIDESLIZANTE PED. A PRE | PZ | 15
99919324 |  | PIASTRA SOST. CUSCINO | POLSTERHALTERUNG PLATTE | CUSHION SUPPORTING PLATE | PLAQUE SOUTIEN ASSISE | PLACA SOSTEÑO COJÍN | PZ | 11.5
99919327 |  | LAMIERA SUPP.TRASF.TOROID. | TRAGBLECH RINGTRANSFORMATOR | TOROID. TRANSF. SUPPORT PLATE | SUPPORT MET. TRANSF.TOROID. | CHAPA SOP TRANSF TOROIDAL | PZ | 15
99919343 |  | LAMIERA SUPP. GR. BIOSTER | AUFN.BLECH BIOSTER EINHEIT | BIOSTER UNIT SUPPORT PLATE | CARTER MÉTALL. SUPPORT GR. BIO | CHAPA SOP. GR. BIOSTER | PZ | 8.7
99919351 |  | BRACCIO FISSO | FASTARME S250 | FIX ARM S250 | BRAS FIXE S250 | BRAZO FIJO | PZ | 605
99919359 |  | RACC.TUBO 4X6-M5 DI=1,2 OTTONE | SCHLAUCHANSCHLUSS 4X6-M5 DI=1 | PIPE UNION 4X6-M5 DI=1,1 | RACCORD TUYAU 4X6-M5 DI=1,1 | CONEX TUBO 4X6-M5 DI=1,2 LATÓN | PZ | 3.6
99919403 |  | GOMMA ANTISCIVOLO PEDALE | RUTSCHSCHUTZGUMMI PEDAL | PEDAL ANTISLIP RUBBER | CAOUTCHOUC ANTI-DERAP. PEDALE | GOMA ANTIDESLIZANTE PEDAL | PZ | 10
99919425 |  | LAMIERA SUP.LAVAGGIO CANNULE | HEBELBLECH KANULEWASCHE | SUPPORT SHEET CANNULAE CLEAN. | TOLE LEVIER LAVAGE CANULES | CHAPA PALANCA LAVADO CANULAS | PZ | 12.5
99919429 |  | CERNIERA SUP. SPORTELLO TR | KLAPPEHALTER-SCHARNIER | LID SUPPORT HINGE | CHARNIERE SUPPORT PORTE | BISAGRA SUP. PUERTA TR | PZ | 13.5
99919430 |  | CERNIERA INFERIORE SPORT. TR | UNTERE KLAPPESCHARNIER | LOWER LID HINGE | CHARNIERE PORTE INFER. | BISAGRA INFERIOR PUERTA TR | PZ | 19.5
99919431 |  | PERNO PROLUNGA BRACCIO TR | ARM TR - VERLAENG.BOLZEN | EXTENS.PIN ARM TR | PIVOT ALLONGE BRAS TR | PERNO EXTENSIÓN BRAZO TR | PZ | 91.5
99919432 |  | CARTER CILINDRICO BRACCIO TR | ARM TR ZYLIND.ABDECK. | ARM TR CYLINDR SHELL | PROT CARTER CYLINDR BRAS TR | CÁRTER CILINDRICO BRAZO TR | PZ | 206
99919434 |  | CARTER CILINDRICO TR (VERN) | ZYLINDERABDECK TR (LACKIERT) | CYLINDRIC SHELL TR (PAINTED) | PROT OU CARTER CYLINDR (VERN) | CARTER CILINDR. TR (PINT) | PZ | 137
99919436 |  | LAMIERA FISSAGGIO TAPPO | BEFEST.BLECH VERSCHL. | CAP FIXING SHEET METAL | TÔLE FIXATION BOUCHON | CHAPA FIJACIÓN TAPÓN | PZ | 7.2
99919437 |  | LAMIERA PORTA EV IDRICO TR | BLECH WASSERHAUBEHALTER | SHEET HYDR ELEC VENT HOLDER | TOLE PORTE ELECTR VENT HYDRIC | CHAPA PORTA-EV GR.HÍDRICO TR | PZ | 41.5
99919438 |  | TAMP.IMPIANTISTICA IDRICO TR | TAMP. TR WASSERANLAGENBAU | TAMP.TR WATER PLANT | TAMP.PLANTE HYDR.TR | TAMP. PLANTA DE AGUA TR | PZ | 10.5
99919439 |  | COFANO SUP IDRICO TR (VERN) | OBERE WASSERHAUBE | UPPER HYDROGROUP COVER | CARTER SUP. GR.HYDRIC | CUBIERTA SUP HÍDRICO TR | PZ | 194
99919440 |  | COFANO LATO ASPIR. IDR. TR | WASSER SAUGEN-SEITE HAUBE | HYDRO SUCTION SIDE COVER | CACHE HYDR.COTE' ASPIRATION | CUBIERTA LADO ASP HÍDR TR | PZ | 101
99919441 |  | COFANO LATO TAV.MED. IDR. TR | SEITE-WASSERHAUBE ARZTELEM | HYDRO SIDE COVER DENT.MODULE | CACHE COTE' HYDR TABLE.PRATIC | CUB LADO BAND DOCT HÍDR TR | PZ | 161
99919442 |  | COFANO LATO POLTR. IDR. TR | WASSERHAUBE NEBEN PAT.STUHL | HYDRO PATIENT CHAIR COVER | CACHE HYDR. COTE' FAUTEUIL | CUBIERTA LADO SILLÓN HÍDR TR | PZ | 201
99919443 |  | ASS. SPORTELLO IDR. TR | WASSERKLAPPE | HYDRO LID | PORTE HYDRIQUE | GR. PUERTA HIDRICO | PZ | 346
99919445 |  | PERNO INTERFACCIA PALO | STANGE EINBINDENBOLZEN | POLE INTERFACING PIN | PIVOT INTERFACE POTEAU | PERNO INTERFAZ PALO | PZ | 61
99919447 |  | PALO LAMPADA 757 MM | LAMPENSAEULE 759 MM | LAMPE POLE 759MM | COLONNE LAMPE 759MM | PALO LAMPARA 759MM | PZ | 250
99919456 |  | SQUAD.FISS.COFANO CASS.ALLAC | BEFEST.WINKEL ANSCHLUSSKAST | CONNECT.BOX COWL FIX GROUP | CAPOT BOITE DE CONNECT. FIXE | GR. FIJO CAJA CONEXION | PZ | 8.1
99919460 |  | PERNO ROTAZ BR MONITOR 533 MM | ROTATIONSSTIFT MONITORARM533MM | MONITOR HYDR.POLE KIT 533MM | ENS.POTEAU ECRAN HYDR. 533MM | GR POSTE MONITOR HÍDR 533MM | PZ | 155
99919463 |  | SQUADR. SUPP. ATT. RAPIDI | ANSCHL.HALT.WINKELSTUECK | QUICK CONNECT. SUPP. SQUARE | EQUERRE SUP. RACCORDS RAPIDS | ESCUAD SOPORTE CONEX RÁPIDAS | PZ | 18
99919465 |  | SUPPORTO TRASFORMATORE | TRANSFORMATOR-HALTERUNG | TRANSFORMER SUPPORT | SUPPORT TRANSFORMATEUR | SOPORTE TRANSFORMADOR | PZ | 47
99919474 |  | BLOCCH. DI FISSAGGIO MOTORE | MOTOR BEFESTIGUNG BLOCK | MOTOR FIXING BLOCK | BLOC DE FIXAT. MOTEUR | BLOQUE DE FIJACIÓN MOTOR | PZ | 98
99919475 |  | PERNO CIL. D10 L=70 | D10 L=70 ZYLINDRISCHER BOLZEN | CILINDRIC PIVOT D 10 L=70 | PIVOT CYLINDRIQUE D10 L=70 | PIVOTE CILINDRICO D 10 L=70 | PZ | 11.5
99919479 |  | PERNO M40X1.5 SNODO BRACCIO | ARMEGELENK-ZAPFEN M40X1.5 | ARM JOINT PIN M40X1.5 | PIVOT DE ROTULE BRAS M40X1.5 | PERNO M40X1.5 ARTICULAC BRAZO | PZ | 150
99919481 |  | LAMIERA BRACCIO CART | GLEITSCHARM-BLEICH | CART ARM SHEET | TOLE BRAS CART | CHAPA BRAZO CART | PZ | 16.5
99919482 |  | GHIERA M80X1.5 | ZWINGE M80X 1.5 | FERRULE M80X 1.5 | BAGUE M80X1.5 | ABRAZADORA M80X 1.5 | PZ | 80
99919485 |  | SPINA FISS. CART DELIVERY | FIXIERSTIFT CART DELIVERY | FIXING PLUG CARTER DELIVERY | GOUJON FIXAT. CARTER DELIVERY | CLAVIJA FISAJE CARTER DELIVERY | PZ | 4.4
99919488 |  | ASS. PUNTONE IRRIGID. TR | STARRE STREBE | RIGID STRUT | ETRESILLON RIGIDE | GR. PUNTAL RIGIDO TR | PZ | 41.5
99919489 |  | RONDELLA ANTIFRIZIONE | REIBSCHUTZSCHEIBE | ANTI-FRICTION WASHER | RONDELLE ANTI-FRICTION | ARANDELA ANTIROZAMIENTO | PZ | 19.5
99919500 |  | CARTER CILINDR. L=404 | ZYLIND-ABDECKUNG L=404 | CYLINDER SHELL L=404 | PROCT CARTER L=404 | CÁRTER CILÍNDR L=404 | PZ | 304
99919502 |  | ANELLO PER CARTER CILINDR. | ZYLIND-ABDECKUNGSRING | CYLIND. SHELL RING | ANNEAU PROCT CARTER CYLIND | ANILLO PARA CARTER CILINDRICO | PZ | 113
99919510 |  | LAMIERA CASSETTA ALLAC. TR | TR ANSCHLUSSKASTEN BLECH | TR CONNECTION BOX METAL SHEET | TOLE BOITE AU SOL TR | CHAPA CAJA CONEXIONES TR | PZ | 117
99919511 |  | LAMIERA CASS. ALLACCIAM. | ANSCHLUSSKASTEN -BLECH | CONNECT. BOX PLATE | PLAQUE BOITE DE CONNEXION | CHAPA CAJA ENLACE | PZ | 79
99919512 |  | LAMIERA SUPP. GR. ALIMENTAZ. | SPEISEGERAETSHALTERUNG | POWER GROUP BRACKET | PATIN GROUPE ALIMENTATION | CHAPA SOP. GR. ALIMENTAC. | PZ | 27
99919521 |  | ASS.SUPP.PORTATRAY PER TR | TR TRAYHALTER GR. | TR TRAY-HOLDER GR. | GR. TR PORTE-TRAY | GR SOP PORTATRAY PARA TR | PZ | 63.5
99919545 |  | RACC.TUBO 4X6-1/8G | SCHLAEUCHANSCHLUSS 4X6-1/8G | HOSE CONNECTION 4X6-1/8G | RACCORD TUYAU 4X6-1/8G | EMPAL.TUBO 4X6-1/8G | PZ | 14.5
99919550 |  | COLONNA SIDE DELIV. | SÄULE SIDE DELIV. | SIDE DELIVERY COLUMN | COLONNE SIDE DELIV. | COLUMNA SIDE DELIV. | PZ | 195
99919554 |  | LAMIERA FISS. IMPIANTO | BEFEST.BLECH ANLAGE | IMPLANT FIXING SHEET METAL | TÔLE FIX. INSTALLATION | CHAPA FIJ. SISTEMA | PZ | 6.5
99919579 |  | ASS. BRACCIO ORIZZONT. 35 | HORIZONTALIS. ARMKIT 35 | HORIZONTAL ARM KIT 35 | ENS. BRAS HORIZONTAL 35 | CONJUNTO BRAZO HORIZONTAL 35 | PZ | 200
99919580 |  | ASS. BRACCIO INCLINATO 35 | GENEIGT. ARMKIT 35 | INCLINED ARM KIT 35 | ENS. BRAS INCLINE 35 | CONJUNTO BRAZO INCLINADO 35 | PZ | 193
99919586 |  | ASS. BRACCIO TAV. 'E' 35 | [AS]ASS. BRACCIO TAV. 'E' 35 | [AS]ASS. BRACCIO TAV. E 35 | GR.BRAS TABLETTE ''E'' 35 | GR BRAZO BAND ''E'' 35 | PZ | 220
99919595 |  | BRACCIO FISSO SIDE DELIV. | FESTER ARM SIDE DELIVERY | FIXED ARM SIDE DELIVERY | BRAS FIXE SIDE DELIV. | BRAZO FIJO SIDE DELIV. | PZ | 545
99919597 |  | BRACCIO SUP. SIDE DELIV. | SIDE DELIVERY ABSTÜTZUNG ARM | SIDE DELIVERY SUPPORT ARMREST | BRAS SUPP. SIDE DELIVERY | BRAZO SOPORTE SIDE DELIVERY | PZ | 381
99919600 |  | PARTE SUP.IDR.COLONNA (GRZ) | SAEULE WASSEROBERTEIL (GROB) | UPP. PART WATER COLUMN (ROUGH) | DESSUS SYST.EAU COLONNE (BRUT) | PARTE SUP. IDR. COLUMNA(BRUTA) | PZ | 580
99919604 |  | SUPPORTO BRACCI TAV. ASSIST. | HALTER HELF.ELEMENTARME | ASSIST.TABLE ARMS SUPPORT | SUPPORT BRAS TABL. ASSIST. | SOPORTE BRAZOS BAND. AUXIL. | PZ | 140
99919610 |  | BRACCIO MULTIMEDIA | TRAGARM MONITOR | [A_ MULTIMEDIA ARM | [A_BRAS MULTIMÉDIA | [A_BRAZO MULTIMEDIA | PZ | 328
99919624 |  | LAMIERA BASCULANTE | SCHWENKBLECH | TILTING METAL PLATE | TOLE BASCULANT | CHAPA BASCULANTE | PZ | 47
99919625 |  | LAMIERA TAMP. COFANO INF. | VERSCHL.BLECH UNT. HAUBE | LOWER CARTER TAMPOGR.PLATE | TOLE TAMP. CARTER INFER. | CHAPA TAMP. CARTER INFER. | PZ | 8.5
99919627 |  | LAMIERA PORTANTE INTERNA | INTERNES TRÄGERBLECH | INTERNAL MAIN METAL SHEET | TOLE SUPPORT INTERNE | CHAPA SOPORTE INTERNO | PZ | 40.5
99919629 |  | LAMIERA CONTENIM. PIATTINA | HALTEBLECH STEGLEITUNG | RIBBON CONTAINM. PLATE | TOLE ENDIG. PLAQUE | CHAPA CONTEN. PLACA | PZ | 25.5
99919631 |  | PIGNONE POTENZIOMETRO | POTENTIOMETER-RITZEL | POTENTIOMETER PINION | PIGNON POTENTIOMÈTRE | PIÑÓN POTENCIÓMETRO | PZ | 11
99919632 |  | SUPP. INGRANAGGIO POTENZIOM. | HALTER ZAHNRAD POTENTIOM. | POTENTIOM. GEAR SUPP. | SUPP.ENGR. POTENTIOM. | SOP.ENGRANAJE POTENC. | PZ | 20
99919633 |  | CERNIERA INF. SPORTELLO | SCHARNIER UNT. KLAPPE | COUNTER LOWER HINGE | CHARNIÈRE INF. PORTE | BISAGRA INF. PUERTA | PZ | 2.3
99919635 |  | LAMIERA COPERTURA SCORRIM. | ABDECKBLECH GLEITSYSTEM | SKID COVERING PLATE | PLAQUE COUVRE GLISSIERE | CHAPA COBRE DESLIZAMIENTO | PZ | 154
99919637 |  | LAMIERA SUPP. ASP. CATTANI | BLECH CATTANI ABSAUG.-STÜTZE | CATTANI ASP. SUPP METAL SHEET | TÔLE SUPP. ASPIRAT. CATTANI | CHAPA SOPORTE ASP.CATTANI | PZ | 22.5
99919638 |  | LAMIERA POST. IDRICO | BLECH HINT. W.EINH. | WATER REAR METAL SHEET | TOLE POST.HYDRIQUE | CHAPA POST.HIDRICO | PZ | 115
99919641 |  | LAMIERA MICRO COLONNA | BLECH SÄULE-MIKROSCH. | MICRO COLUMN METAL SHEET | TOLE MICRO COLONNE | CHAPA MICRO COLUMNA | PZ | 12.5
99919644 |  | LAMIERA SUPP. SCHEDE LATO | HALTEBLECH. PLATINEN SEITE | SIDE BOARDS SUPP SHEET METAL | TOLE SUPP. PLATINE COTE | CHAPA SOPOR.TARJETA LADO | PZ | 55.5
99919646 |  | LAMIERA CARTER SOTTO-SPORT. | BLECH ABDECK TÜRUNTERBAU | BELOW-DOOR COVER MET PLATE | TÔLE CARTER SOUS-PORTE | CHAPA CÁRTER BAJO PUERTA | PZ | 68
99919650 |  | CARTER BRACCIO | ARMABDECKUNG | ARM COVER | CARTER BRAS | CÁRTER BRAZO | PZ | 48
99919652 |  | CARTER CILIND. BRACCIO | ABDECK. ARMZYLIND. | ARM CYLINDER CARTER | CARTER CILINDR. BRAS | CARTER CILINDR. BRAZO | PZ | 233
99919659 |  | PERNO CIL D18 L102MM | ZYL.BOLZEN D18 L102MM | CYL PIN D18 L102MM | PIVOT CYL D18 L102MM | PERNO CIL D18 L102MM | PZ | 40.5
99919670 |  | PERNO FISS. MOTORE A COLONNA | BOLZEN MOTORBEFEST. AN SÄULE | COLUMN MOTOR FIX. PIN | PIVOT FIX. MOTEUR À COLONNE | PERNO FIJ. MOTOR A COLUMNA | PZ | 24
99919672 |  | BOCCOLA PER FRIZIONAM. BACIN | BUCHSE FÜR KUPPL. MUNDSPÜLB. | CUSPIDOR FRICTION BUSHING | DOUILLE POUR FRICC. CRACH. | COJ. PARA FRICC. ESCUPIDERA | PZ | 49
99919673 |  | LAMIERA CASS. ALLACCIAM. | BLECH ANSCHL.KASTEN | CONNECTION BOX METAL SHEET | TOLE CASS. CONEXIONS | CHAPA CAJAS CONEXIONES | PZ | 80
99919675 |  | LAMIERA SUPP. CENTRALINA RX | HALTEBLECH. RX-STEUERGERÄT | RX CONTROL SUPPORT SHEET METAL | TÔLE SUPP. BOÎTIER RX | CHAPA SOP. CENTRAL RX | PZ | 50.5
99919678 |  | LAMIERA PEDALE AZION. ASPIR. | BLECH ABSAUGPEDAL | ASPIR ACTIV PEDAL SHEET METAL | TÔLE PÉDALE ACTIONN. ASPIR. | CHAPA PEDAL ACCION. ASPIR. | PZ | 47.5
99919682 |  | COFANO SUP. IDR. COLONNA | OB. ABD. WASSEREINHEIT SÄULE | COLUMN UNIT BODY UPP COV. | CARTER SUP. GR.HYDR.COLONNE | CUBIERTA SUP HÍDR COLUMNA | PZ | 165
99919683 |  | COFANO LATO ASPIRAZ. | HAUBE SAUGSEITE | SUCTION SIDE COVER | CAPOT CÔTÉ ASPIRAT. | CÁRTER LADO ASPIRAC. | PZ | 257
99919684 |  | COFANO LATO BRACCIO | ARMDECKEL ARZTSEITE | DOCTOR ARMREST SIDE COVER | COUVERCLE COTE ACCOUDOIR | CAPO LADO BRAZO | PZ | 270
99919723 |  | LAMIERA APP. TURBINA A TAV. | BLECH TABLET-TURBINE | TURBINE TO TABLE PLATE KIT | PLAQUE SUPPORT TURB. A TABL. | CHAPA SUPORTE TURB. A MESITA | PZ | 19
99919727 |  | SQUAD. SUPP. MANOMETRO | DRUCKMESSER HALTER | MANOMETER SUPP. SQUARE | EQUERRE SUPP. MANOMETRE | SOPORTE MANOMETRO | PZ | 16
99919734 |  | PALO LAMPADA CON MONITOR | LAMPE-STANGE MIT MONITOR | LAMP POLE WITH MONITOR | SUPPORT LAMPE AVEC ECRAN | SUPORTE LAMPARA CON PANTALLA | PZ | 173
99919735 |  | RASAMENTO PROL. LAMPADA | PASSSCHEIBE VERLÄNG. LAMPE | LAMP SHIM ADJUST. | RONDELLE DE CALAGE RALL. LAMPE | ESPESOR EXTEN. LÁMPARA | PZ | 18
99919741 |  | COPERTURA APPL. MONITOR | ABDECK. APPL. MONITOR | MONITOR COVER | COUVERTURE APPL. ÉCRAN | COBERTURA APL. MONITOR | PZ | 54.5
99919747 |  | SUPP. TAV. ASSIST. (VERN) | HALTER HELF.ELEMENT (LACK.) | ASSIST.TABLE SUPPORT (PAINT) | SUPP. TABL. ASSIST. (VERN) | SOP. BAND. AUXIL. (PINT) | PZ | 207
99919751 |  | LAMIERA NON APPL SERB H2O2 | BLECH BEI N. MONT. H2O2-BEH. | TAPPO NON APPL. SERB. H2O2 | TÔLE NON APPL RÉSERV H2O2 | CHAPA NO APL DEPÓS H2O2 | PZ | 17
99919752 |  | ASS. TELAIO IDRICO | GR. RAHMEN WASSEREINHEIT | WATER FRAME GR. | ENS.CHASSIS HYDRIQUE | JUNTO BASTIDOR HIDRICO | PZ | 313
99919759 |  | LAMIERA SUPP. FILTRI ASPIR. | HALTEBLECH. ABSAUG.FILTER | SUCTION FILTERS SUPP SHEET | TOLE SUPP. FILTRES ASPIRATION | CHAPA SOP.FILTROS ASPIRACION | PZ | 15
99919764 |  | LAMIERA SUPP. GR. SANASPRAY | BLECH HALTERUNG SANASPRAYGRUPP | SANASPRAY GR PLATE SUPPORT | PLAQUE SUPPORT GR. SANASPRAY | CHAPA SUPORTE GR. SANASPRAY | PZ | 29
99919765 |  | ASS.SUPP.TAV.ASSIST.(VERN) | GR. HE LACKIERT TISCHHALTERUNG | GR. SUP. ASSIST. TABLE | ENS. SUPPORT TABL. ASSISTANT | GR. SUP. BANDEJA ASISTENTE | PZ | 97
99919767 |  | PERNO BRACCIO FISSO | BOLZEN FEST. ARM | FIXED ARM PIN | PIVOT BRAS FIXE | PERNO BRAZO FIJO | PZ | 58
99919768 |  | ASS. SUPP. PORTATRAY (VERN) | GR. TRAYTABLETT-HALT. (LACK.) | (PNTD) TRAY HOLDER SUPP. ASS. | GR. SUPP. PORTE-PLATEAU (VER.) | GR SOP PORTATRAY (BARN) | PZ | 51.5
99919771 |  | LAMIERA SENSORE CAPACITIVO | BLECH KAPAZITIVER SENSOR | CAPACITIVE SENSOR MET. PLATE | TÔLE CAPTEUR CAPACIT. | CHAPA SENSOR CAPACITIVO | PZ | 6.9
99919775 |  | LAMIERA SUPP. SATELLITE | BLECH SATELLITHALTERUNG | SATELLITE SUPPORT PLATE | PLAQUE SUPPORT SATELLITE | CHAPA SOP. SATELITE | PZ | 20.5
99919776 |  | RONDELLA FISS TAV ASSISTENTE | HALTERUNGSBLECH TISCH AM HE | ASSIST. MOD. SUPPORT PLATE | PLAQUE SUPPORT TABL. ASSIST. | CHAPA SOPORTE. MES. ASIST. | PZ | 6.4
99919777 |  | ASS. PERNO BRACCIO FISSO | STIFTSGRUPPE FESTER ARM | GR. FIXED ARM PIVOT | ENS. PIVOT BRAS FIXE | GR. PIVOTE BRAZO FIJO | PZ | 155
99919779 |  | LAMIERA FASCETTA CAVO TRC | BLECH KABELRING TRC | TRC CABLE BAND PLATE | TOLE COLLIER CABLE TRC | CHAPA BRIDA CABLE TRC | PZ | 29
99919780 |  | SUPPORTO MANIGLIA INTERNAT. | GRIFFHALTER INTERNATIONAL | INTERNAT. HANDLE SUPPORT | SUPPORT POIGNEE INTERNAT. | SUPORTE MANGO INTERNAT. | PZ | 42.5
99919782 |  | PERNO BR RX RIUN 131MM (VERN) | STIFT ROTAT. D40 ARM (LACK) | ARM ROTAT. D40 PIVOT (PAINTED) | PIVOT D40 ROT BRAS (VERNI) | TORN D40 ROT BRAZO (BARNIZ) | PZ | 269
99919784 |  | ASS PALO MONITOR 233 MM | ROTATIONSSTIFT MONITORARM 233M | 233MM MONITOR POST GROUP | GR. COLONNE ECRAN S200 233MM | GR. COLUMNA PANT. S200 233MM | PZ | 154
99919800 |  | ASS. SUPP. FISSO SEDILE | SITZ FESTE ABSTUETZUNG EINHEIT | SEAT FIXED SUPPORT UNIT | ENS. SUPP. FIXE ASSISE | JUN. SOPORTE FIJO ASIENTO | PZ | 130
99919805 |  | SUPP. ANT. SEDILE | HALTER VORNE SITZ | CHAIR FRONT SUPPORT | SUPP. AV. SIÈGE | SOP. DEL. ASIENTO | PZ | 43
99919808 |  | SUPP. SCHIENALE | RÜCKLEHNE UNTERSTÜTZUNG | BACKREST SUPPORT | SUPPORT DOSSIER | SOPORTE RESPALDO | PZ | 56.5
99919821 |  | LAMIERA ATTACCHI RAPIDI | ?A_BLECH SCHNELLANSCHLÜSSE | RAPID COUPLING SHEET | TÔLE RACCORDS RAPIDES | CHAPA CONEXIONES RÁPIDAS | PZ | 22
99919823 |  | ROND. BLOCC. CONSOLLE | KLEMMSCHEIBE BED.KONSOLE | BLOCKING CONSOLE FLAT | ROND. BLOC. CONSOLE | ARAND. BLOQ. CONSOLA | PZ | 6.2
99919824 |  | CORPO FRENO | BREMSENKOERPER | BRAKE BODY | CORPS FREIN | CUERPO FRENO | PZ | 34
99919825 |  | PISTONE FRENO | BREMSENKOLBE | BRAKE PISTON | PISTON FREIN | PISTON FRENO | PZ | 6.3
99919827 |  | GUIDA INF. APPOGGIATESTA | FÜHRUNG UNT. KOPFSTÜTZE | ASS. GUIDA INF. ASTA | GUIDE INF. TÊTIÈRE | GUÍA INF. REPOSACABEZA | PZ | 20.5
99919828 |  | BRACCIOLO (VERN) | ARMLEHNE (LACK.) | (PAINTED)ARMREST | ACCUDOIR | REPOSABRAZOS | PZ | 114
99919831 |  | BRACCIO FISSO (VERN) | FEST. ARM (LACK.) | FIXED ARM (PAINTED) | BRAS FIXE (VERN) | BRAZO FIJO (PINT) | PZ | 760
99919833 |  | ASS. PERNO SNODO BRACCIO | EINH. BOLZEN ARMGELENK | JOINT PIN ARM GR. | ENS. PIVOT ARTICULATION BRAS | CONJ. PERNO ARTICULACIÓN BRAZO | PZ | 154
99919835 |  | COF CASS ALL TR V0 (VERN) | HAUBE ANSCHLUSSK. TR V0 (LACK) | TRC V0 CONNECT. BOX COWL | CAPOT BOITE CONNEX. TRC V0 | CUB CAJ CONEX TR V0 (BARN) | PZ | 283
99919836 |  | COF CASS ALL TRC V0 (VERN) | ABD. ANSCHL.K. TRC V0 (LACK) | TRC V0 CONNECT. BOX COWL | CAPOT BOITE CONNEX. TRC V0 | CUB CAJA CONEX TRC V0 (BARN) | PZ | 291
99919837 |  | PERNO SNODO BRACCIO | ARMGELENKZAPEN | ARM JOINT PIN | PIVOT ARTICULATION BRAS | PERNO ARTICULACIÓN BRAZO | PZ | 255
99919838 |  | ASS. PERNO SNODO BRACCIO | EINH. BOLZEN ARMGELENK | JOINT PIN ARM GR. | ENS. PIVOT ARTIC. BRAS | GR. PERNO ARTIC. BRAZO | PZ | 308
99919842 |  | COFANO LATO POLTR (V0) VERN | SEITENDECKEL F. STUHL LACKIERT | CHAIR SIDE COWL (PAINTED) | CAPOT COTE FAUTEUIL VERNIS | COFRE LADO SILLON (V0) VERN. | PZ | 109
99919843 |  | PROTEZIONE SCHEDE TRC | SCHUTZ FUER TRC PLATINEN | TRC BOARDS PROTECTION | PROTECTION PLATINES TRC | PROTEC. TARJETA TRC | PZ | 24
99919844 |  | ASS. TRIANGOLO POLTRONA TR | EINH. DREIECK P.STUHL TR | TR CHAIR TRIANGLE ASSEMBLY | GR. TRIANGLE FAUTEUIL TR | CONJ. TRIÁNGULO SILLÓN TR | PZ | 290
99919846 |  | ASS. TRIANGOLO ATT. RIUN | EINH. DREI. ANSCHL. BEH.E. | DENTAL UNIT TRIANGLE ASSEMBLY | GR. TRIANGLE UNITE DE SOINS | CONJ. TRIÁNGULO CON. EQUIPO | PZ | 306
99919847 |  | LAMIERA PROTEZ. SCH. MOTORE | SCHUTZBLECH RUECKENL.-MOTOR | MOTOR BOARD PROT. PLATE | PLAQUE PROTEC. PLATINE MOTEUR | CHAPA PROTEC. TARJ. MOTOR | PZ | 25
99919848 |  | SUPPORTO POLTR. TRC 2013 | HALTER PATIENTENST. TRC 2013 | TRC 2013 CHAIR SUPPORT | SUPPORT FAUT. TRC 2013 | SOPORTE SILLÓN TRC 2013 | PZ | 570
99919900 |  | CORPO ANT. LAMPADA VENUS | VORDERTEIL LAMPE VENUS | VENUS LAMP FRONT BODY | PARTIE ANTERIEURE LAMPE VENUS | PARTE ANT. LAMPARA VENUS | PZ | 46
99919902 |  | FLANGIA POST. LAMPADA VENUS | HINT. FLANSCH VENUS-LAMPE | POSTER. FLANGE VENUS LAMP | BRIDE POST. LAMPE VENUS | ROSCA POST. LAMPARA VENUS | PZ | 9.7
99919911 |  | ROND D 20,5X42 S 1 | SCHEIBE 20,5X42 S 1 | WASHER D 20,5X42 S 1 | RONDELLE D 20,5X42 S 1 | ARANDELA D 20,5X42 S 1 | PZ | 1
99919917 |  | PERNO CIL D 5 L 43 | ZYL.BOLZEN D 5 L 43 | CYL PIN D 5 L 43 | PIVOT CYL D 5 L 43 | PERNO CIL D 5 L 43 | PZ | 2.3
99919923 |  | GHIERA SNODO ARCHETTO | STELLRING GELENK BOGENSTÜCK | ARC HINGE RING | BAGUE ARTICULATION ARC | ANILLO ARTICULACION ARCO | PZ | 14
99919927 |  | PERNO BRACCIO FISSO | FESTARM-ZAPFEN | FIXED ARM PIN | AXE BRAS FIX. | PERNO BRAZO FIJO | PZ | 29
99919932 |  | LAMIERA PARA CALORE | BLECH WÄRMESCHUTZ | METAL HEAT GUARD | TÔLE PARE-CHALEUR | CHAPA PARA CALOR | PZ | 3.9
99919934 |  | ATTREZZO SMONTAGGIO PROTEZ. | WERKZEUG SPLITTER-/SPRITZSCHU | PROTECTION DISMANTLING TOOL | OUTIL DE DEMONTAGE PROTECTION | UTILLAJE DESMONTAJE PROTECC. | PZ | 3.9
99919939 |  | PALO FILETTATO CORTO L=490 | KURZE SCHNEIDESTANGE L=490 | SHORT THREADED PILE L=490 | POTEAU FILETTE COURT L=490 | POSTE ROSCADO CORTO L=490 | PZ | 131
99919941 |  | CARRELLO | LAUFKATZE | TROLLEY | TROLLEY ROULANT | CARRETILLA | PZ | 268
99919942 |  | BINARIO L=1500 | FÜHRUNGSBAHN L=1500 | BINARY L=5000 | VOIE L=1500 | BINARIO L=5000 | PZ | 294
99919943 |  | COFANO CASS. ALLACC. VERNIC. | LACKIER ANSCHLUSSKASTENHAUBE | PAINTED CONN. BOX COWL | CAPOT VERNIS BOITE DE CONNEX. | CAPO PINTADO CAJA DE CONNEX. | PZ | 349
99919944 |  | PROFILO DI COPERTURA L=1500 | ABDECKUNGSPROFIL | COVERING PROFILE | PROFIL DE COUV.L=1500 | PERFIL DE COBERTURA | PZ | 37.5
99919946 |  | BARRA DI SOSTEGNO | HALTESTANGE | GRIP BAR | BAR D'APPUI | BARRA DE APOYO | PZ | 65.5
99919948 |  | LAMIERA DI SICUREZZA | SICHERHEITSBLECH | SECURITY PLATE | TOLE DE SURETE | PLACHA DE SEGURIDAD | PZ | 15
99919950 |  | LAMIERA SUPP. CONNETTORE | BLECH VERBINDER-STÜTZE | SUPPORT CONNECTOR PLATE | TOLE SUPP. CONNECTEUR | PLANCHA SOPORTE CONECTOR | PZ | 16.5
99919951 |  | LAMIERA PER INSTALLAZIONE | BLECH FÜR INSTALLATION | INSTALLATION PLATE | TOLE POUR INSTALLATION | PLANCHA DE INSTALLACION | PZ | 18
99919955 |  | SCATOLA TRASFORMATORE | TRANSFORMATOR-SCHALTKASTEN | TRANSFORMER BOX | BOITE TRANSFORMATEUR | CAJA TRASFORMADORA | PZ | 12
99919956 |  | BOCCOLA PER SNODO | BÜCHSE FÜR GELENK | JUNCTION JOURNAL BOX | BAGUE POUR ARTICULATION | PENDIENTE PARA NUDO | PZ | 87
99919958 |  | PALO FILETTATO L=790 | SCHNEIDE PFAHL L=790 | THREAD POLE L=790 | POTEAU FILETE L=790 | PALO ROSCADO L=790 | PZ | 173
99919959 |  | LAMIERA PER PASSACAVO | BLECH FÜR KABELDURCHGANG | STRAIN PLATE | TOLE POUR SERRE-CÂBLE | PLANCHA PARA PASTECA | PZ | 5.6
99919980 |  | PERNO ROTAZ. GR. OTTICO | DREHZAPFEN OPTIKGR. | OPTICAL UNIT ROTATING PIVOT | AXE ROTAT. GR. OPTIQUE | EJE ROTAC. GR. OPTICO | PZ | 20.5
99921000 |  | SUPPORTO TAVOLETTA | HALTER INSTR.TRÄGER | TABLE SUPPORT | SUPPORT TABLETTE | SOPORTE BANDEJA | PZ | 373
99921002 |  | SNODO POSTERIORE | HINTERES GELENK | REAR JOINT PIN | ARTICUL. ARRIERE | ARTICULACIÓN TRASERA | PZ | 130
99921027 |  | VITE M8X1 REGOLAZIONE | SCHRAUBE M8X1 EINSTELLUNG | ADJUSTING SCREW M8X1 | VIS M8X1 REGLAGE | ADJUSTING TORNILLO M8X1 | PZ | 6.5
99921028 |  | PERNO TIRANTE BRACCIO | ZUGBOLZEN ARM | ARM TIE ROD PIN | AXE TIRANT BRAS | PERNO TIRANTE BRAZO | PZ | 12.5
99921029 |  | PERNO SNODO BRACCIO | ARM GELENKBOLZEN | JUNCTION ARMREST PIVOT | PIVOT ARTIC. BRAS | PIVOTE NUDO BRAZO | PZ | 5.4
99921031 |  | ROND D41X32 S1 NYLON | SCHEIBE D41X32 S1 NYLON | NYLON WASHER D41X32 S1 | ROND D41X32 ÉP1 NYLON | NYLON ARANDELA D41X32 S1 | PZ | 5.4
99921050 |  | PERNO SNODO POST. | ZAPFEN HINT. GELENK | REAR JOINT | AXE ARTIC. ARR. | PERNO ARTICULACIÓN TRAS. | PZ | 4.4
99921051 |  | ASS. SPINTORE FRENO | GR. SCHIEBER BREMSE | BRAKE PUSHER ASSEMBLY | GR. POUSSEUR FREIN | GR EMPUJADOR FRENO | PZ | 28
99921053 |  | VITE FINECORSA SNODO CENTR. | SCHRAUBE ANSCHLAG MITTL.GELENK | MIDDLE JOINT STOP SCREW | VIS DE BUTEE DE FIN/COURSE ART | MIDDLE JOINT STOP TORNILLO | PZ | 3.7
99921054 |  | ASS. GRANO M16X1 | ASS. STIFT M16X1 | ASS. DOWEL M16X1 | ASS. VIS SANS TETE M16X1 | ASS. TORNILLO SIN CABEZA M16X1 | PZ | 21.5
99921058 |  | ASS. STRUTTURA TAV.P/TRAY | TABLETTRAEGER-AUFBAU KIT | TRAY HOLDER MOD STRUCT KIT | KIT STRUCT TABLET PORTEPLATEAU | GR. ESTR. BAND. P/TRAY | PZ | 262
99921070 |  | LAMIERA SUPP. SERBATOIO SHS | ?A_TRAGBLECH BEHÄLTER SHS | SHS TANK SUPPORT SHEET METAL | TÔLE SUPP. RÉSERVOIR SHS | CHAPA SOP DEPÓSITO SHS | PZ | 46.5
99921072 |  | BOCCOLA PERNO BACINELLA | BUCHSE ZAPFEN SPEISCHALE | BASIN PIN BUSHING | BAGUE AXE CRACHOIR | CASQUILLO PERNO ESCUPIDERA | PZ | 58.5
99921073 |  | LAMIERA SUPP. CARTER IDRICO | HALTEBLECH. ABDECK. W.EINH. | [S2_LAMIERA SUPP. COFANO S200 | TÔLE SUPP. CARTER GR. HYDRIQUE | CHAPA SOP. CÁRTER GR.HÍDRICO | PZ | 8
99921074 |  | LAMIERA SUPP. ASPIRASALIVA | AUFNAHMEBLECH SPEICHELABSAUGER | SALIVA EJECTION SUPPORT PLATE | CARTER MET. SUPP. POMPE/SALIVE | CHAPA SOP. ASPIRA-SALIVA | PZ | 5.2
99921075 |  | SUPPORTO TAV. ASSISTENTE | HALTER HELFERINNENELEMENT | ASSIST. TABLE SUPPORT | SUPP. TABL. ASSISTANTE | SOPORTE BAND. AUXILIAR | PZ | 60
99921076 |  | PERNO SNODO DI SICUREZZA | ZAPFEN SICHERHEITSGELENK | SAFETY JOINT PIN | AXE ART. DE SECURITE | PERNO ARTICULACIÓN SEGURIDAD | PZ | 57
99921077 |  | LAMIERA SUPP. ASPIR. PNEUM. | TRAGBLECH PNEUM.SPEICHELABS. | PNEUMATIC SUCT. SUPP. PLATE | SUPPORT MET. ASPIR. PNEUM. | CHAPA SOP ASP NEUMÁT | PZ | 26
99921080 |  | LAMIERA SUPP. SERBATOIO H2O2 | TRAGBLECH WASSERBEHÄLTER | H2O2 TANK SUPP PLATE | SUPPORT MET. RESERVOIR H2O2 | CHAPA SOP. DEPÓSITO H2O2 | PZ | 18.5
99921082 |  | LAMIERA SUPP. CATTANI E VASO | TRAGBLECH CATTANI UND SEKRETBE | CATTANI AND BOWL SUPP PLATE | CARTER MET. SUPP. CATTANI ET B | CHAPA SOP CATTANI Y VASO | PZ | 20
99921083 |  | LAMIERA SUPP. RISCALDATORE | AUFN.BLECH HEIZVORR. | HEATER SUPPORT PLATE | CARTER MÉTALL. SUPP. RÉCHAUFFE | CHAPA SOP CALENTADOR | PZ | 5.9
99921084 |  | LAMIERA SUPP. CHECK-CONTROL | ? TRAGBLECH CHECK-CONTROL | ? CHECK-CONTROL SUPP PLATE | CARTER MET. SUPP. CHECK CONTRO | CHAPA SOP CHECK-CONTROL | PZ | 11
99921086 |  | PERNO SNODO POST. BRACCIO | ZAPFEN HINT. GELENK ARM | ARM REAR JOINT PIN | AXE ART. ARR. BRAS | PERNO ARTICULACIÓN TRAS. BRAZO | PZ | 90.5
99921097 |  | SQUADR. SUPP.DISINF.CANNULE | TRAGWINKEL DESINF. KANÜLEN | CANNULE DISINFECT. SUPP SQUARE | ÉQUERRE SUPPORT DÉSINFECT.CANU | ESCUADR. SOP.DESINF.CÁNULAS | PZ | 33
99921098 |  | PERNO CHIUSURA SPORTELLO | BOLZEN TÜRVERSCHLUSS | DOOR CLOSING PIN | AXE FERMETURE PORTE | PERNO CIERRE PUERTA | PZ | 45.5
99921099 |  | ASS. BLOCCHETTO DISTRIB. | HELF. VERTEILERBLOCK | DISTRIBUTOR UNIT ASSEMBLY | GR. BLOC DISTRIBUTION | GR BLOQUE DISTRIB | PZ | 34
99921105 |  | SQUAD. SUPP. ASPIRASAL. | TRAGWINKEL SPEICHELABSAUGER | SALIVA EJECT. SUPP SQUARE | EQUERRE SUPP. POMPE/SALIVE | ESCUAD SOP ASP SALIVA | PZ | 3.8
99921111 |  | PERNO SNODO POST. BRACCIO | BOLZEN GELENK HINT. ARM | REAR ARM JOINT PIN | PIVOT ARTICULATION ARR. BRAS | PERNO ARTICULACIÓN TRAS. BRAZO | PZ | 4.5
99921112 |  | LAMIERA SUPP. FILTRI | HALTEBLECH. FILTER | FILTERS SUPPORT SHEET METAL | TÔLE SUPP. FILTRES | CHAPA SOP. FILTROS | PZ | 15.5
99921125 |  | ASS. BRACCIO FISSO L=685 | GR. FESTER ARM L=685 | FIXED ARM ASSEMBLY L=685 | GR. BRAS FIXE L=685 | GR. BRAZO FIJO L=685 | PZ | 493
99921126 |  | ASS. BRACCIO FISSO L=500 | GR. FESTER ARM L=500 | FIXED ARM ASSEMBLY L=500 | GR. BRAS FIXE L=500 | GR. BRAZO FIJO L=500 | PZ | 525
99921132 |  | RACC. D=13 SCARICO RIUNITO | ABSCHLUSS D=13 EINHEITABFLUSS | FITTING D=13 UNIT UNLOADING | RACCORD D=13 VIDANGE EQUIP. | RACOR D=13 DESCARGA EQUIPO | PZ | 4.7
99921155 |  | LAMIERA SUPP. LAVAGGIO DURR | TRAEGERBLECH WASCH DURR | PLATE FOR SUPP. DURR WASH. SYS | PLAQUE SUPP.SYST. LAVAGE DURR | LAMINA SOPORTE LAVADO DURR | PZ | 9.1
99921175 |  | ASS. PERNO SNODO BRACCIO | ARM-ZAPFENWELLEKIT | ARM PIVOT PIN KIT | ENSEMB. PIVOT AXE BRAS | CONJUNTO PERNO PIVOTE BRAZO | PZ | 192
99921180 |  | ASS. TRIANGOLO ATT. RIUN. SX | METALLISCHER HALTER LINKS | LEFT UNIT TRIANGLE JOINT | ENS. TRIAN.RACC.UNITÉ SOI.GCHE | CONJ TRIÁNGULO CON. EQUIPO IZQ | PZ | 292
99921202 |  | DISTANZIALE PER FRIZIONAMENTO | DISTANZST. FÜR ABDÄMPFUNG | FRICTION SPACER | ENTRETOISE POUR FRICTION | DISTANCIADOR PARA ROZAMIENTO | PZ | 25
99921203 |  | ASS BRACCIO LAMPADA (VERN) | LAMPENARMGRUPPE (LACKIERT) | LAMP ARM GROUP (PAINT) | ENS.BRAS LAMPE (VERN) | GR.BRAZO LAMPARA (PINT) | PZ | 386
99921207 |  | INTERFAC PALO LAMP BOTT (VERN) | FLASCHENLEUCHTE SCHN.POL (GEM) | BOTT LAMP POLE INTERF (PAINT) | INTERFACE POLE LAMPE (VERN) | INTERFAX PALO LAMP. (PINT) | PZ | 276
99921216 |  | RIDUZIONE PALO LAMPADA (VERN) | REDUZ. LAMPENSTANGE (LACK.) | PAINT.LIGHT POLE REDUCTION | RÉDUCTION POTENCE LAMPE (VERN) | REDUCCIÓN PALO LÁMPARA (PINT) | PZ | 193
99921218 |  | FLANGIA ALLOGG CUSCINETTO | LAGERAUFNAHMEFLANSCH | BEARING HOUSING FLANGE | BRIDE LOGEM ROULEMENT | BRIDA ASIENTO COJINETE | PZ | 61
99921219 |  | RONDELLA DI CENTRAGGIO | ZENTRIERSCHEIBE | CENTERING WASHER | RONDELLE DE CENTRAGE | ARANDELA DE CENTRADO | PZ | 48.5
99921227 |  | RONDELLA CON SEDE CUSCINETTO | UNTERLEGSCHEIBE MIT LAGERSITZ | WASHER WITH BEARING LOCATION | RONDELLE AVEC LOGEMENT ROULEM. | ARANDELA CON ASIENTO COJINETE | PZ | 30
99921506 |  | SUPP. BRACCI TAV. ASSIST. | HELFER.TABL.ARM HALTERUNG | ASS.TABLE ARMS SUPPORT | SUPPORT BRAS TABL.ASSISTANT | SOPORTE BRAZOS BAND. ASIS. | PZ | 401
99921510 |  | LAMIERA SUPP. BACINELLA | METALLPLATTE SPEISCHALEHALTER | CUSPIDOR SUPPORT SHEET METAL | TÔLE SUPP. CRACHOIR | CHAPA SOP. ESCUPIDERA | PZ | 36.5
99921513 |  | PERNO FISS. BACINELLA | SPEISCHALE VERBIND.ZAPFEN | BOWL FIXING PIN | PIVOT FIX. BASSIN | PERNO FIJ ESCUPIDERA | PZ | 22.5
99921514 |  | ASS. FONTANELLA BACINELLA | SPEIFONTAENENEINHEIT | CUP AND BOWL FILL UNIT | ENS. JET DE CRACHOIR | FUENTES DE AGUA ESCUPIDERA | PZ | 41
99921517 |  | PERNO BACINELLA | SPEISCHALEZAPFEN | CUSPIDOR BOWL PIVOT | PIVOT CRACHOIR | PIVOTE ESCUPIDERA | PZ | 82
99921518 |  | ROND D6X11 S1 INOX | SCHEIBE D6X11 S1 INOX | WASHER D6X11 S1 INOX | RONDELLE D6X11 S1 INOX | ARANDELA D6X11 S1 INOX | PZ | 2.5
99921533 |  | VASSOIO PORTATRAY PICCOLO | KLEINE TRAYTABLETT | SMALL TRAY HOLDER PLATE | PLATEAU PETIT PORTE TRAY | BANDEJA PORTA TRAY PEQU. | PZ | 37
99921534 |  | VASSOIO PORTATRAY GRANDE | GROSS TRAYTABLETT | BIG TRAY HOLDER PLATE | PLATEAU GRAND PORTE TRAY | BANDEJA PORTA TRAY GRANDE | PZ | 75
99921538 |  | RUOTA DENTATA Z20 M1 | ZAHNRAD Z20 M1 | GEAR PIGNON Z20 M1 | ROUE DENTEE Z20 M1 | RUEDA DENTADA Z20 M1 | PZ | 8.8
99921542 |  | ROND D77X55 S1 NYLON | SCHEIBE D77X55 S1 NYLON | WASHER D77X55 S1 NYLON | RONDELLE D77X55 S1 NYLON | ARANDELA D77X55 S1 NYLON | PZ | 19
99921543 |  | ROND D55,2X85 S4 INOX | SCHEIBE D55,2X85 S4 INOX | WASHER D55,2X85 S4 INOX | RONDELLE D55,2X85 S4 INOX | ARANDELA D55,2X85 S4 INOX | PZ | 14.5
99921549 |  | LAMIERA FISS. CAVI | KABEL BEFESTIGUNG BLECH | CABLES FIXATION SHEET | TOLE FIXAGE CABLES | CHAPA FIJ. CABLES | PZ | 11.5
99921550 |  | RONDELLA D40X26 S1 | SCHEIBE D40X26 S1 | WASHER D40X26 S1 | RONDELLE D40X26 S1 | ARANDELA D40X26 S1 | PZ | 2.4
99921553 |  | LAMIERA BRACCIO PANTOGRAFO | BLECH FEDERARM | PANTOGRAPH ARM SHEET | TÔLE BRAS PANTOGRAPHE | CHAPA BRAZO PANTÓGRAFO | PZ | 55.5
99921554 |  | TIRANTE DENTATO | GEKERBT. ROLLENZUG | COGGED PULLING CABLE | CABLE TRACTEUR CRANTE | CABLE DE TRACC. DENTADO | PZ | 17.5
99921555 |  | BIELLA DENTATA | GEZAHNTE PLEUELSTANGE | TOOTHED ROD | BIELLE DENTÉE | BIELA DENTADA | PZ | 10
99921556 |  | PERNO SNODI M6 | M6 GELENK BOLZEN | M6 JOINTS PIN | PIVOT JOINTS M6 | PERNO ARTICULACIONES M6 | PZ | 14.5
99921557 |  | PERNO ESAGONALE FILETTATO | SECHSECKIG GESCHNIT.BOLZEN | HEXAGONAL THREADED PIN | PIVOT HEXAGONAL FILETE | PERNO HEXAGONAL ROSCADO | PZ | 17
99921558 |  | PERNO PER LEVA DI SCATTO | ZAPFEN FÜR KLEMMHEBEL | SNAP LEVER PIN | AXE POUR LEVIER DE DÉCLENCHEM. | PERNO PARA PALANCA DE RADIOG | PZ | 4.5
99921559 |  | ASS. SUPPORTO TAV. ASSIST. | HELFERELEM-TRAEGER KIT | ASSIST MODULE SUPPORT KIT | ENSEMB SUPPORT MODULE ASSIST | CONJUNTO SOPORTO CONSOLA AUXIL | PZ | 96.5
99921560 |  | ASS. SUPP. TAV. ASSIST. | HELFER.TABL.HALTERUNG KIT | ASSIST.TABLE SUPPORT KIT | ENS.SUPPORT TABL.ASSIST. | GR. SOP. BAND. ASISTENTE | PZ | 93
99921565 |  | ASS. TELAIO IDRICO SW | EINH. RAHMEN WASSER. SW | [S2_ASS. TELAIO IDRICO SW | ENS.CHASSIS HYDRIQUE SW | GR. CHASIS HIDRICO SW | PZ | 299
99921567 |  | RUOTA DENTATA Z82 | ZAHNRAD Z82 | SERRATED WHEEL Z82 | ROUE DENTELEE Z82 | RUEDA DENTADA Z82 | PZ | 9.8
99921578 |  | ASS. MOLLA DI FRIZIONAM. | REIB.FEDER KIT | FRICTIONING SPRINGER KIT | KIT RESSORT DE FRICTIONN. | GR. MUELLE DE FRICC. | PZ | 12
99921600 |  | CORPO INF. TAV. CONTIN. | UNTERKORPER TABLETTE CONTIN | LOWER BODY MODUL CONT | CORPS INFER MODULE CONTIN | CUERPO INFER BANDEJA CONTIN | PZ | 194
99921602 |  | PERNO ROTAZIONE TAVOLETTA | BOLZEN ARZTELEM-UFLAUF | PIN ROTATION MODULE | PIVOT ROTATION TABLETTE | PERNO ROTACIÓN BANDEJA | PZ | 50.5
99921605 |  | RACC. TUBO 1.6X3.17 OR | SCLHEUCHANSCHL 1.6X3.17OR | HOSE FITTING 1.6X3.17OR | RACCORD TUYAU 1.6X3.17OR | JUNTO TUBO 1.6 X 3.17 OR | PZ | 1.9
99921606 |  | RACC. TUBO 3X5 OR | SCHLAECHANSCHL 3X5 OR | HOSE FITTING 3X5 OR | RACCOR TUYAU 3X5 OR | EMPAL. NIPLE 3X5 OR | PZ | 4.4
99921607 |  | RACC. TUBO 4X6 OR | SCHLAEUCHANSCHL 4X6 OR | HOSE FITTING 4X6 OR | RACCORD TUYAU 4X6 OR | RACOR MANGUERA 4X6 OR | PZ | 4.8
99921608 |  | PIASTRINA N.A FRENO | BREMSENPLATTCHEN | BRAKE LINK | PLAQUETTE FREIN | PLACA NO APLICACIÓN FRENO | PZ | 7.5
99921610 |  | CORPO INF. TAV. INTERN. | INTERN.TABL.UNTERKOERPER | INTERN.TABLE LOWER BODY | CORPS INFER.TABL.INTERN. | CUERPO INF BAND INTERN | PZ | 269
99921612 |  | POMELLO | KNOPF | KNOB | POIGNEE | POMO | PZ | 19
99921613 |  | LAMIERA DI SERVIZIO COFANO | GEHAEUSE BLECH | COVER SHEET | TOLE CARTER | CHAPA DE SERVICIO CÁRTER | PZ | 7.1
99921614 |  | LAMIERA SUPPORTO MICRO | MIKRO HALTERUNG BLECH | MICRO SUPPORT SHEET | TOLE SUPPORT MICRO | CHAPA SOPORTE MICRO | PZ | 14.5
99921615 |  | LAMIERA FISS. CORDONI | BEFESTBLEICH SCLAEUCHE | SHEET FIXING HANDP.TUBING | TOLE FIX CORDONS | CHAPA FIJ. MANGUERAS | PZ | 29
99921616 |  | LAMIERA CONTROLLI | STEUERUNGSBLEICH | CONTROLS SHEET | TOLE COMMANDES | CHAPA CONTROLES | PZ | 38.5
99921617 |  | LAMIERA MICRO SIRINGA | MIKROSPRITZE-BLECH | MICROSYRINGE SHEET | TOLE MICROSERINGUE | CHAPA MICROJERINGA | PZ | 7.4
99921618 |  | PERNO TAV. PORTA -TRAY (VERN) | ARZTELEMBOLZEN TRAYHALTER | MODULE PIN TRAY HOLDER | PIVOT MODULE PORTE-TRAY | PERNO BAND PORTATRAY | PZ | 65
99921620 |  | PERNO FISS. PORTA - TRAY | TRAYHALTER-BEFESTBOLZEN | FIXING PIN TRAY HOLDER | PIVOT FIXAGE PORTE-TRAY | PERNO FIJ PORTATRAY | PZ | 39.5
99921621 |  | LAMIERA SUPP. NEGATOSCOPIO | HALTERBLECH RONTB-BETR | NEGATOSCOPE SUPPORT SHEET | TOLE SUPPORT NEGATOSCOPE | CHAPA SOP NEGATOSCOPIO | PZ | 33.5
99921627 |  | LAMIERA MICRO | MIKROBLEICH | MICROCL SHEET | TOLE MICRO | CHAPA MICRO | PZ | 12
99921628 |  | CARTER POST. SUP. CART | HINTERABDECK GLEITSCHTHALTER | BACKSHELL SUPPORT CART | CARTER POST. SUPPORT CART | CARTER POST.SUP.CART | PZ | 96
99921636 |  | ASS. TAVOLETTA ASIMMETRICA | ASYMETRISCHE TABLETTKIT | ASYMETRIC MODULE KIT | ENSEMBLE MODULE ASYMETRIQUE | CONJUNTO MESA ASIMETRICA | PZ | 452
99921640 |  | SUPPORTO TAV. CONTINENTAL | CONTIN. ELEMENTHALTERUNG | CONTIN. MODULE BRACKET | SUPPORT TABLETTE CONTINENTAL | SOPORTE BANDEJA CONTINENT. | PZ | 341
99921644 |  | ASS. PERNO SNODO BRACCIO | ARM-ZAPFENWELLEKIT | ARM PIVOT PIN KIT | ENSEMB. PIVOT AXE BRAS | CONJUNTO PERNO PIVOTE BRAZO | PZ | 209
99921646 |  | ASS. SUPPORTO TAV. ASSIST. | HELFERELEM-TRAEGER KIT | ASSIST MODULE SUPPORT KIT | ENS. SUPPORT TABLETTE ASSIST | CONJUNTO SUPORTE CONSOLA AUXIL | PZ | 83.5
99921649 |  | PROTEZIONE ESTETICA | AESTHETIKSCHUTZ | AESTHETICS PROTECTION | PROTECTION ESTHETIQUE | PROTECC. ESTETICA | PZ | 9.8
99921650 |  | BOCCHETTONE PER CANNULA | KANULENEINFUELLSTUTZEN | CANNULAE FILTER PIPE | BOUCHON DE REPL. CANULES | TUBO DE LLENADO CANULAS | PZ | 25
99921651 |  | BOCCHETTONE ASPIRASALIVA | ABASAUGUNGSTUTZEN | SALIVA EJECTOR FILLER | EMBOUT ASPIRE-SALIVE | GOLILLA ASPIRAC SALIVA | PZ | 17
99921663 |  | LAMIERA SUPP. SERBATOIO H2O2 | H2O2-BEHAELTER HEBELBLECH | SUPPORT SHEET H2O2 TANK | TOLE LEVIER RESERVOIR H2O2 | CHAPA PALANCA DEPOSITO H2O2 | PZ | 18
99921672 |  | LAMIERA SUPP. SCHEDA POLTR. | STUHL-PLATINE TRAGERBLECH | CHAIR BOARD SUPPORT SHEET | TOLE SUPPORT PLATINE FAUTEUIL | CHAPA SOPORTE TARJETA SILLON | PZ | 10.5
99921681 |  | SNODO POST. | RUCK. ZAPFENWELLE | REAR JOINT | PIVOT POSTER. | PIVOTE POSTER. | PZ | 101
99921682 |  | SNODO ANT. | VORD. GELENK | FRONT ARTIC. | ARTICULATION AV. | ARTICULACIÓN DEL | PZ | 115
99921683 |  | RACC. VALVOLA NON RITORNO | UEBERLAUFVENTIL-ABSCHLUSS | NON-RETURN VALVE COUPLING | RACCORD CLAPET ANTI-RETOUR | RACOR VALVULA DE RETENCION | PZ | 6.5
99921684 |  | LAMIERA SUPP. EV IDRICO | BLECH HALTER MV WE | HYDRIC GR. EV PLATE SUPPORT | PLAQUE SUPPORT EV. GR. HYDRIQU | CHAPA SUPORTE EV. GR. HIDRICO | PZ | 6.5
99921686 |  | CORPO BLOCCHETTO DISINFEZ. | DESINFEKT.BLOCKKOERPER | DISINFECT. BLOCK BODY | CORPS BLOCHET DESINFECT | CUERPO BLOQUE DESINFECCION | PZ | 37
99921689 |  | SUPPORTO SONDA CORTO | KURZER SONDENHALTER | SHORT PROBE SUPPORT | SUPPORT SONDE COURT | SOPORTE SONDA CORTO | PZ | 17.5
99921690 |  | RACC.TUBO 4X6-M5 DI=1 OTTON | SCHLAUCHA. 4X6-M5 DI=1 MESS | BRASS PIPE CON. 4X6-M5 DI=1 | RAC.TUYAU 4X6-M5 D=1 LAITON | CON TUBO 4X6-M5 DI=1 LATÓN | PZ | 4
99921693 |  | ROND D30X36,4 S1 | SCHEIBE D30X36,4 S1 | WASHER D30X36,4 S1 | RONDELLE D30X36,4 S1 | ARANDELA D30X36,4 S1 | PZ | 31
99921695 |  | GHIERA PASSO FINE | MUTTER PASSO FINE | FINE PITCH RING NUT | BAGUE PAS FIN | EJE PASO FIN | PZ | 12.5
99921710 |  | BOCCOLA D46X38 L15 | BÜCHSE D46X38 L15 | BUCKLE D46X | BOUCLE D46X38 L15 | ABRAZ. D46X38 L15 | PZ | 9.1
99921714 |  | LAMIERA AGGANCIO MOLLA | BLECH FEDERBEFESTIGUNG | SPRING ATTACH. PLATE | TÔLE ACCROCHAGE RESSORT | CHAPA ENGANCHE RESORTE | PZ | 8
99921727 |  | CARTER POST. MONITOR (VERN) | ABDECK. HINT. MONITOR (LACK.) | MONITOR REAR CARTER (PAINT) | CARTER POST. ECRAN (VERN) | CARTER POST. PANTALLA (PINT) | PZ | 9.9
99921730 |  | FLANGIA CENTRAGG SERB (LAV) | BEHAELTER PASSRING (BEARB.) | TANG CENTRING FLANGE (LAV) | BRIDE CENTRAGE RESERV. (LAV) | BRIDA CENTR. DEPOSITO (LAV) | PZ | 34.5
99921732 |  | LAMIERA GRUPPO WHE | WHE GRUPPE BLECH | WHE GROUP METAL SHEET | TOLE GROUP WHE | CHAPA GRUPO WHE | PZ | 27
99921734 |  | RACC TUBO 4X6 OR FORO D1 (DVGW | SCHLAUCHANS. 4X6 OR BOHR. D1 | 4X6 OR HOLE D1 TUBE CONNECT. | CONEX. TUYAU 4X6 OR TROU D1 | CONEX. TUBO 4X6 OR AGUJERO D1 | PZ | 14
99921736 |  | RACCORDO INOX TUBO 3X5 OR | ANSCHL. INOX SCHLAUCH 3X5 OR | 3X5 OR TUBE INOX CONNECT. | RACCORD INOX TUYAU 3X5 OR | CONECTOR INOX TUBO 3X5 OR | PZ | 13.5
99922002 |  | BRACCIO SOLLEV. POLTRONA | ARM STUHLAUFHEBEN | RAISING ARM SEAT | BRAS SOULEV. FAUTEUIL | BRAZO LEVANTAMIENTO SILLON | PZ | 377
99922011 |  | PRIMO BRACCIO TAV. ASS. | ERSTER ARM HELF.ELEM. | ASSIST.TABLE FIRST ARM | PREMIER BRAS TABL. ASS. | PRIMER BRAZO BAND. AUXIL. | PZ | 66.5
99922013 |  | SECONDO BRACCIO TAV. ASS. | ZWEITER ARM HELFERINNENELEMENT | ASS. MOD. SECOND ARM | DEUXIÈME BRAS TABL.ASS. | SEGUNDO BRAZO BAND AUX | PZ | 85
99922022 |  | PERNO DI REGOLAZIONE | VERSTELLUNGSBOLZEN | REGULATION PIVOT | PIVOT DE REGLAGE | PIVOTE DE AJUSTE | PZ | 25
99922030 |  | PERNO D26 ROTAZ. BRACCI | ZAPFEN D26 ARMDEHUNG | ARM ROT. D26 PIN | PIVOT D26 ROTAT. BRAS | PERNO D26 ROTAC. BRAZOS | PZ | 18.5
99922041 |  | SQUADR. SUPP. RISCALDATORE | STÜTZWINKEL ERHITZER | HEATER SUPP. BRACKET | ÉQUERR. SUPP. RÉCHAUFFEUR | ESCUADR. SOP. CALENTADOR | PZ | 17
99922043 |  | SQUADR. SUPP. ASP. PNEUM. | WINKEL HALTER PNEUM. ABSAUGUNG | PNEUM. ASP. SQUARE SUPPORT | EQUERRE SUPP. ASPI. PNEUM. | ESCUADRA SUP. ASPIR. NEUM. | PZ | 18.5
99922046 |  | PERNO FLANGIATO M80X1.5 | ANGEFLANSCHT DREHPUNKT M80X1.5 | FLAGED PIVOT M80X 1.5 | PIVOT A BRIDE M80X1.5 | PIVOTE BRIDADO M80X1.5 | PZ | 67.5
99922049 |  | BOCCOLA SUPP. COFANO ASPIRAZ | HALTEBUCHSE HAUBE ABSAUG. | SUCTION UPPER COVER BEARING | DOUILLE SUPP. CAPOT ASPIRAT | CASQUILLO SOP. CÁRTER ASPIRAC | PZ | 3.7
99922051 |  | PINZA FRIZIONE | GETRIEBSCHALTUNG KLAMMER | CLUTCH CLAMP | PINCE EMBRAYAGE | PINZA EMBRAGUE | PZ | 18.5
99922053 |  | TIRANTE | ZUSTANGE | TIE-ROD | TIRANT | TIRANTE | PZ | 16.5
99922054 |  | LAMIERA BRACCIO PANTOGR. | BLECH FEDERARM | PANTOGRAPH ARM SHEET | TOLE BRAS PANTOGRAPHE | LAMINA BRAZO PANTOGR. | PZ | 60.5
99922056 |  | PASTIGLIA FRIZIONE | KUPPLUNGSBELAG | CLUTCH SLUG | PASTILLE EMBRAYAGE | PASTILLA EMBRAGUE | PZ | 5.4
99922061 |  | DISCO ALLOGG. CUSCINETTO | AUFNAHMESCHEIBE LAGER | BEARING HOUSING DISC | DISQUE LOGEM. ROULEMENT | DISCO ALOJ COJINETE | PZ | 67
99922065 |  | LAMIERA PEDANA PEDALE | FUSSHEBEL-BLECH | PEDAL FOOT BOARD PLATE | LAMIERE REPOSE-PIED PEDALE | CHAPA ESTRIBO PEDAL | PZ | 43
99922066 |  | PIASTRA BASE PEDALE | FUSSHEBELBASIS-BLECH | PEDAL BASE PLATE | PLAQUE BASE PEDALE | CHAPA BASE PEDAL | PZ | 31
99922067 |  | GOMMA ANTISCIVOLO PEDALE | PEDALGUMMI RUTSCHHEMMEND | PEDAL NON-SLIP RUBBER | CAOUTCHOUC ANTIDERAP.PEDALE | CAUCHO ANTIDESLIZANTE PEDAL | PZ | 15
99922071 |  | PERNO MAGNETE | MAGNET-STIFT | MAGNET PIVOT | PIVOT AIMANT | PIVOTE IMAN | PZ | 8
99922077 |  | PERNO FLANGIATO ROTAZ. SEDIL | GEFLANSCHTER BOLZEN SITZDREH. | SEAT ROTAT. FLANGED PIVOT | AXE BRIDE ROTAT. ASSISE | EJE BRIDA ROTAC. ASIENTO | PZ | 140
99922078 |  | GHIERA M65X1.5 | M65X1.5 STULPE | M65X1.5 RING | BAGUE M65X1.5 | ANILLI M65X1.5 | PZ | 77.5
99922084 |  | PERNO SCHIENALE D=8 | STIFT F. RUECKENLEHNE D=8 | D=8 BACKREST PIN | GOUJON DOSSIER D=8 | EJE RESPALDO D=8 | PZ | 7.9
99922087 |  | PERNO MARTINETTO D=18 | STIFT HEBEBOCK D=18 | JACK PIVOT D=18 | PIVOT VERIN D=18 | PIVOTE MARTINETE D=18 | PZ | 48.5
99922088 |  | PERNO MARTINETTO D=15 | STIFT HEBEBOCK D=15 | JACK PIVOT D=15 | PIVOT VERIN D=15 | PIVOTE MARTINETE D=15 | PZ | 11.5
99922089 |  | PERNO PANTOGRAFO D=18 | STIFT PANTOGRAPH D=18 | PANTOGRAPH PIVOT | PIVOT PANTOGR. D=18 | PIVOTE PANTOGRAFO | PZ | 19.5
99922092 |  | LAMIERA PRIMO BRACCIO | BLECH ERSTER ARM | FIRST ARM SHEET METAL | TÔLE PREMIER BRAS | CHAPA PRIMER BRAZO | PZ | 9.3
99922093 |  | LAMIERA SECONDO BRACCIO | BLECH ZWEITER ARM | SECOND ARM SHEET METAL | TÔLE DEUXIÈME BRAS | CHAPA SEGUNDO BRAZO | PZ | 10.5
99922094 |  | PERNO SECONDO BRACCIO | BOLZEN ZWEITER ARM | SECOND ARM PIN | PIVOT DEUXIÈME BRAS | PERNO SEGUNDO BRAZO | PZ | 36.5
99922108 |  | VITE FINECORSA | SCHRAUBE FINECORSA | SCREW FINECORSA | VIS FINECORSA | TORNILLO FINECORSA | PZ | 2.9
99922110 |  | LAMIERA SUPP. VALVOLE | AUFNAHMEBLECH VENTILE | VALVE SUPP. METAL PLATE | TÔLE SUPP. SOUPAPES | CHAPA SOP VÁLVULAS | PZ | 8.3
99922117 |  | RONDELLA CENTRAGGIO | ZENTRIERSCHEIBE | CENTRING WASHER | RONDELLE CENTRAGE | ARANDELA CENTRADO | PZ | 17
99922118 |  | SNODO POSTERIORE | HINTERGELENK | POSTERIOR JUNCTION | ARTICULATION ARRIERE | NUDO POSTERIOR | PZ | 121
99922122 |  | RACCORDO FILTRO OLIO | OELFILTER-NIPPEL | OIL FILTER CONNECTION | RACCORD FILTRE A HUILE | CONEXION FILTRO ACEITE | PZ | 12
99922131 |  | FLANGIA PER POLTRONA FISSA | FLANSCH FÜR P.STUHL FEST. | FIXED CHAIR FACEPLATE | BRIDE POUR FAUT. FIXE | BRIDA PARA SILLON FIJO | PZ | 98
99922132 |  | PERNO FERMO ROTAZIONE | DREHSPERRBOLZEN | ROTATION STOP PIN | PIVOT ARRÊT ROTATION | PERNO PARADA ROTACIÓN | PZ | 17.5
99922134 |  | TAPPO NON APPL. PALO LAMPADA | VERSCHL NICHTANW. LAMPENTRÄGER | LIGHT POLE NOT APPL PLUG | BOUCHON MÂT LAMPE NON INSTALLÉ | TAPÓN NO APL POSTE LÁMPARA | PZ | 46
99922136 |  | SNODO POSTERIORE | HINTERES GELENK | REAR JOINT | ARTICULATION ARR. | ARTICULACIÓN TRASERA | PZ | 145
99922155 |  | GRANO DI FRIZIONAMENTO | STIFT DI FRIZIONAMENTO | DOWEL DI FRIZIONAMENTO | VIS SANS TETE DI FRIZIONAMENTO | TORNILLO PRISION DE ROZAMIENTO | PZ | 6
99922156 |  | ELEMENTO DI FRIZIONAMENTO | BEWEG.DÄMPFELEMENT | FRICTION ELEMENT | ÉLÉMENT DE FRICTION | ELEMENTO DE ROZAMIENTO | PZ | 12.5
99922158 |  | RIDUZ TUBO 1,6X3,17 A 3X5/4X6 | RED.STÜCK 1,6X3,17 ZU 3X5/4X6 | REDUCT TUBE1,6X3,17 TO 3X5/4X6 | REDUC TUYAU 1,6X3,17 A 3X5/4X6 | REDUCC TUBO 1,6X3,17 A 3X5/4X6 | PZ | 5.4
99922159 |  | ZAVORRA PEDALE | FUSSPEDAL BALLAST | PEDAL BALLAST WEIGHT | BALLAST DE PEDALE | LASTRE PEDAL | PZ | 42
99922162 |  | ASS. LAMIERA SUPP. NEGAT. PAN. | EINH. STÜTZBL. RÖNT.BILD. PAN. | NEGATOSC.FIXING GROUP | ENS. TÔLE SUPP. NÉGAT. PAN. | CONJ. CHAPA SOP. NEGAT. PAN. | PZ | 59
99922178 |  | ASS. BRACCIO INCLINATO | GENEIGT ARM-KIT | SLOPING ARM ASSEMBLY | ENS. BRAS INCLINE | CONJ BRAZO INCLINADO | PZ | 285
99922182 |  | BRACCIO ORIZZONTALE | [S2_HORIZONTALARM | [S2_HORIZONTAL ARM | [S2_BRAS HORIZONTAL | [S2_BRAZO HORIZONTAL | PZ | 245
99922185 |  | BRACCIO FISSO (VERN) | LACKIERT FESTARM | FIX ARMREST (PAINTED) | ACCOUDOIR FIXE (VERNIS) | BRAZO FIJO (PINTADO) | PZ | 114
99922207 |  | PERNO BRACCIO TAV. ASSIST. | BOLZEN ARM HELF.ELEMENT | ASSIST. MOD. ARM PIN | PIVOT BRAS TABL. ASSIST. | PERNO BRAZO BAND. AUXIL. | PZ | 115
99922236 |  | SOSTEGNO COFANO POLTR. SING. | STÜTZE GEHÄUSE EINZ. BEH.STUHL | INDIV. CHAIR COVER SUPPORT | SUPPORT CARTER FAUTEUIL INDÉP. | SOSTEÑO CUB SILLÓN SIMPLE | PZ | 17.5
99922237 |  | ANGOLARE COLLEGAMENTO CART | WINKELSTÜCK VERBIND. CART | CARTER CONNECT ANGLE BRACKET | ANGULAIRE BRANCH. CART | ANGULAR CONEXIONES CART | PZ | 7.4
99922242 |  | BOCCOLA PER FINECORSA | BUCHSE FÜR ENDSCHALTER | BUSHING FOR LIMIT SWITCH | BAGUE POUR FIN DE COURSE | CASQUILLO PARA FIN CARRERA | PZ | 12
99922247 |  | PERNO CARTER BRACCIO IDRICO | GEHAEUSESTIFT WASSERARM | SHELL HUB FOR HYDRIC ARM | PIVOT CARTER BRAS HYDRIQUE | EJE CARTER BRAZO HIDRICO | PZ | 6.1
99922249 |  | ASS. BRACCIO FISSO L=260 | FESTER ARM GR. L=260 | [AS_ASS. BRACCIO FISSO L=260 | ENS. BRAS FIXE L=260 | GR. BRAZO FIJO L=260 | PZ | 610
99922251 |  | PALO LAMPADA MULTIMEDIA 278MM | LAMPENSAEULE MULTIMEDIA 278 MM | MULTIMEDIA LAMP POLE 278MM | LAMPE MULTIMEDIA 278MM | PALO LAMPARA MULTIMEDIA 278MM | PZ | 300
99922253 |  | SUPP. MICRO SIC. POLTR. TR | HALT. SICHER.MIKRO. P.ST TR | TR CHAIR MICRO SEC. SUPPORT | SUPP. MICRO-INT. SÉC. FAUT. TR | SOP. MICRO SEG. SILL. TR | PZ | 39
99922255 |  | PROLUNGA LEVA PEDALE STD | STAND PEDALHEBEL-VERLAENG | EXTENSION STD PEDAL LEVER | RALLONGE LEVIER PEDALE STD | PROLONG PALANCA PEDAL ESTAND | PZ | 110
99922257 |  | ELEMENTO DI FISS. PILETTA | SCHEIBE FÜR SPEISCHALEBEFESTIG | BOWL FIXING ELEMENT | ÉLÉMENT FIXATION CRACHOIR | ELEMENTO DE FIJ BACÍA | PZ | 7.5
99922274 |  | SUPP. PROTEZ. TRASFORM. | HALTER SCHUTZ TRANSFORM. | TRANSFORM POTECT SUPPORT | SUPPORT PROTECT.TRANSFORM. | SOPORTE PROT. TRANSF. | PZ | 14
99922275 |  | LAMIERA PROTEZ. TRASFORM. | SCHUTZABD.BLECH. TRANSFORM. | TRANSFORM PROTECT MET SHEET | TOLE PROTECT.TRANSFOR. | CHAPA PROT. TRANSF. | PZ | 46
99922276 |  | LAMIERA PROTEZ. SCHEDA | SCHUTZABD.BLECH. PLATINE | BOARD PROTECT METAL SHEET | TOLE PROTECT.PLATINE | CHAPA PROTEC. TARJETA | PZ | 34
99922277 |  | PROTEZIONE SCHEDA | PLATINE SCHUTZ | BOARD PROTECTION | PROTECTION PLATINE | PROTECCION TARJETA | PZ | 40.5
99922278 |  | LAMIERA SUPPORTO SCHEDA | PLATINE AUFLAGE BLECH | BOARD SUPPORT SHEET | FEUILLE DE SUPPORT PLATINE | LAMINA SOPORTE TARJETA | PZ | 44.5
99922280 |  | SUPPORTO PULSANTE ALIMENTAZ | HALTER TASTE VERSORGUNG | POWER SUPP BUTTON SUPPORT | SUPPORT BOUTON ALIMENTAT | SOPORTE PULSADOR ALIMENTAC | PZ | 16
99922300 |  | TELAIO SEDILE | SITZRAHMEN | SEAT SHELL | CHASSIS SIEGE | ARMADURA SILLON | PZ | 454
99922311 |  | PERNO ANT. MOTORID. | BOLZEN VORNE GETRIEBEMOT. | MOTOREDUCTOR ANT. PIN | PIVOT ANT. MOTOREDUCTEUR | EJE ANT. MOTOREDUCTOR | PZ | 19
99922312 |  | TONDO SUPP. SEDUTA | SITZHALTERUNG RUND | SEAT SUPPORT ROUND PART | PARTIE RONDE SUPPORT ASSISE | PARTE REDONDA SUPP. ASIENTO | PZ | 40
99922315 |  | ROND D16,5X37 S1 | SCHEIBE D16,5X37 S1 | WASHER D16,5X37 S1 | RONDELLE D16,5X37 S1 | ARANDELA D16,5X37 S1 | PZ | 1.1
99922316 |  | ROND D8,25X30 S3 | SCHEIBE D8,25X30 S3 | WASHER D8,25X30 S3 | RONDELLE D8,25X30 S3 | ARANDELA D8,25X30 S3 | PZ | 3.3
99922405 |  | BOCCOLA PERNO BAC. MAN. | BUCHSE STIFT SPEISCHALE MANUEL | MANUAL CUSP.BOWL PIVOT BUSH | BAGUE PIVOT CRACHOIR MANUEL | ANILLO PIVOTE ESCUPIDERA MANUA | PZ | 128
99922412 |  | ASS. BRACCIO FISSO L=500 | GRUPPE FESTER ARM L=500 | FIX ARMREST GROUP L=500 | ACCOUDOIR FIXE L=500 | AS. BRAZO FIJO L=500 | PZ | 525
99922414 |  | ASS. BRACCIO FISSO L=700 | GRUPPE FESTER ARM L=700 | FIX ARMREST GROUP L=700 | ACCOUDOIR FIXE L=700 | AS. BRAZO FIJO L=700 | PZ | 595
99922419 |  | PERNO ROTAZ. BACINELLA | STIFT FUER SPEISCHALEDNREHUNG | CUSPIDOR BOWL ROTAT. PIVOT | PIVOT ROTATION CRACHOIR | PERNO ROT. ESCUPID. | PZ | 53
99922423 |  | BOCCOLA PERNO BAC. MOT. | BUCHSE BOLZEN MOT. MUNDSPÜLB. | MOTOR CUSPIDOR PIVOT BUSH | DOUILLE AXE CRACH. MOTEUR | COJ. PERNO ESCUP. MOTOR | PZ | 48.5
99922425 |  | ASS. BRACCIO FISSO L=260 | FESTER ARM GRUPPE L=260 | FIX ARMREST GROUP L=260 | ACCOUDOIR FIXE L=260 | AS. BRAZO FIJO L=260 | PZ | 545
99922427 |  | SUPPORTO TAV. ASSIST. | HALTERUNG TISCH AM HE | ASSIST. MOD. SUPPORT | SUPPORT TABLETTE ASSISTANT | SOP. MESITA. AS. | PZ | 94.5
99922429 |  | RACCORDO M8 INNESTO FONT. | ANSCHLUSS M8 EINS. BECHERFÜLL. | CUP FILLER M8 COUPLING | RACCORD M8 EMBOÎTEMENT FONT. | EMPALME M8 UNIÓN FUEN. | PZ | 22.5
99922430 |  | ROND D12,2X8 S1 | SCHEIBE D12,2X8 S1 | WASHER D 12,2X8 S1 | RONDELLE D12,2X8 S1 | ROND. D12,2X8 S1 | PZ | 2.5
99922432 |  | LAMIERA SUPP. FILTRI | HALTEBLECH. FILTER | FILTER SUPP METAL SHEET | TÔLE SUPP. FILTRES | CHAPA SOP. FILTROS | PZ | 19
99922433 |  | LAMIERA SUPP.ASPIRASAL.IDR. | HALTERUNGSBLECH ABSAUGUNG WE | HYDR. SUCTION SUPPORT PLATE | PLAQUE SUPPORT ASP. SALIV HYDR | PLACA. SOP.ASPIR.SAL.IDR | PZ | 6.1
99922437 |  | ASS FONTANELLA BACINELLA (DVGW | GR. SPEIFONTAENE | CUSPIDOR BOWL FILL UNIT | ENS. JET DE VERRE CRACHOIR | AS. FUENT. AGUA ESCUP. | PZ | 42.5
99922441 |  | BRACCIO PANTOGR. (VERN) | PANTOGRAPH ARM (LACKIERT) | PANTOGRAPH ARMREST (PAINTED) | BRAS PANTHOGR. (VERNI) | BRAZO PANTOGRAFO (PINTADO) | PZ | 223
99922446 |  | VITE FISS. FRENO | SCHRAUBE BEFEST. BREMSE | BRAKE FASTENING SCREW | VIS FIX. FREIN | TORNILLO FIJ. FRENO | PZ | 6.1
99922479 |  | PERNO ROTAZ BACINELLA | SPEISCHALE DREHUNG STIFT | CUSPIDOR ROTATION PIN | PIVOT ROTATION CRACHOIR | EJE ROTACION ESCUPIDERA | PZ | 46
99922486 |  | BOCCOLA PORTATRAY (VERN) | BUCHSE TRAYTABLETT (LACK.) | TRAY-HOLDER BUSHING (PAINT) | DOUILLE PORTETRAY (VERN) | COJ. LLEVATRAY (PINT) | PZ | 50.5
99922487 |  | BASE PORTATRAY (VERN) | BASIS TRAYTABLETT (LACK.) | (PAINT) INSTR.TRAY BASE | BASE PORTETRAY (VERN) | BASE PORTATRAY (PINT) | PZ | 137
99922488 |  | PERNO TAV PORTATRAY (VERN) | BOLZEN TRAYTABL.-ELEM. (LACK.) | INSTR. TRAY MOD PIN (PAINT.) | PIVOT TABL PORTE-TRAY (VERN) | PERNO BAND PORTATRAY (PINT) | PZ | 29
99922497 |  | SUPPORTO FARETRA SIRINGA | HALTERUNG FUER SPRITZENSITZ | SYRINGE HOLDER SUPPORT | SUPPORT CARQUOIS SERINGUE | SOP. ESTUCHE SERING. | PZ | 18.5
99922498 |  | POMELLO FARETRA | KNAUF INSTRUMENTENABLAGE | INSTRUMENT HOLDER KNOB | POIGNÉE CARQUOIS | POMO PALANCA | PZ | 9.2
99922509 |  | SUPPORTO MICRO SIRINGA | MIKROHALTERUNG SPRITZE | MICRO SYRINGE SUPPORT | SUPPORT MICRO SERINGUE | SOP. MICRO SERING. | PZ | 8.4
99922510 |  | COFANO CASS. EST. CART | ABDECKUNG EXT. KASTEN CART | EXT CART SERV CENTRE COVER | CARTER BOÎTIER EXT. CART | CUBIERTA CAJ EXT CÁRTER | PZ | 300
99922514 |  | SUPPORTO MANIGLIA SENZA | OHNE KNOPF HANDGRIFF ABSTUTZ | HANDLE SUPPORT WITHOUT BUTTON | SUPP. POIGNEE SANS BOUTON | SOPORTE MANGO SIN BOTON | PZ | 14
99922515 |  | SUPPORTO MANIGLIA CON PULSANTE | HANDGRIFF ABST. MIT KNOPF | HANDLE SUPPORT WITH BUTTON | SUPP. POIGNEE AVEC BOUTON | SOPORTE MANGO CON BOTON | PZ | 20.5
99922542 |  | DISTANZIALE | DISTANZST. | SPACER | ENTRETOISE | DISTANCIADOR | PZ | 1.1
99922570 |  | SUPPORTO UNITÀ DI LAVAGGIO | SPÜLEINHEITHALTER | WASHING UNIT SUPPORT | SUPPORT UNITE DE LAVAGE | SOPORTE UNIDAD DE LAVADO | PZ | 15
99922574 |  | ASS. SQUADR. H2O DISTILLATA | EINH. WINK.ST. DESTIL. H2O | DISTILL.H20 SUPPORT SQUARE GR. | ENS. ÉQUERR. H2O DISTILLÉE | CONJ. ESCUAD. H20 DESTILADA | PZ | 96
99922581 |  | ASTA SICUREZZA BRACCIO LUNGO | SICHER.STAB LANGER ARM | LONG ARM SAFETY FRAME | TIGE SÉCURITÉ BRAS LONG | BARRA SEGURIDAD BRAZO LARGO | PZ | 27
99922592 |  | SUPPORTO VNR | HALTERUNG RÜCKSCHLAGVENT. | NRV SUPPORT | SUPPORT CLAPET ANTI-RETOUR | SOPORTE VÁLV ANTIRRETORNO | PZ | 7.1
99922593 |  | LAMIERA SUPP. SCHEDA POLTR. | BLECH STUHLPLATINENHALTER | CHAIR BOARD PLATE SUPPORT | TOLE SUPPORT PLATINE FAUTEUIL | CHAPA SUPORTE CIRCUITO SILLON | PZ | 18
99922594 |  | LAMIERA SUPP. SCHEDA | HALTERUNGSBLECH FUER PLATINE | PLATE SUPPORT BOARD | SUPPORT PLATINE EN TOLE | CHAPA SUPORTE CIRCUITO | PZ | 10.5
99922608 |  | LAMIERA PER TRASFORMATORE | STROMWANDLER BLECH | PLATE FOR TRANSFORMER | TOLE POUR TRANSFORMATEUR | PLANCHA PARA TRASFORMADOR | PZ | 42
99922620 |  | SNODO ANT BRACC PANT (VERN) | PANT ARM VORDERGELENK (LACK) | FORW JUNCT PANT ARMR (PAINTED) | ARTIC. AVANT BRAS PANT (VERNI) | NUDO ANTE BRAZO PANT (PINTADO) | PZ | 263
99922623 |  | PERNO ECCENTRICO | AUSSERMITTIGER BOLZEN | ECCENTRIC PIVOT | PIVOT EXCENTRIQUE | PIVOTE EXCENTRICO | PZ | 38
99922672 |  | VITE ROTAZIONE PANTOGRAFO | PANTOGRAPH DREHUNG SCHRAUBE | PANTOGRAPH ROTATION SCREW | VIS ROTATION PANTOGRAPHE | TORNILLO ROTACION PANTOGRAFO | PZ | 21
99922674 |  | SPINA CIL ASTA TIRANTE | ZYLIND.STIFT ZUGSTANGE | TIE BAR CYL. PLUG | GOUPILLE CYL TIGE TIRANT | PASADOR CIL BARRA TIRANTE | PZ | 4.7
99922679 |  | ASS BLOCCH SEZ H20 DIRITTO | BLOCK SEZ H20 GERADE | STREIGHT BLOCK GROUP H20 | ENS. BLOC SEC. H20 DROIT | GR.BLOQUE SEC.H20 DER. | PZ | 32
99922680 |  | TAPPO PER TUBO 6X4 | VERSCHL. FÜR SCHLAUCH 6X4 | CAP FOR 6X4 TUBE | BOUCHON POUR TUYAU 6X4 | TAPÓN PARA TUBO 6X4 | PZ | 9.3
99922681 |  | PERNO BRACCIO FISSO HYBRID | HYBRID FEST ARM DREHZAPFEN | HYBRID FIXED ARM PIN | PIVOT BRAS FIXE HYBRID | TORN. BRAZO FIJO HYBRID | PZ | 61
99922682 |  | ROND FERMO ROTAZ HYBRID | HYBRID FEST DREHUNG SCHEIBE | HYBRID STOP ROTATION WASHER | RONDELLE ARRETE ROTAT. HYBRID | ARAND TOPE ROTAC HYBRID | PZ | 48
99922684 |  | PIASTRA CONTRASTO FRENO | PLATTE BREMSENWIDERSTAND | BRAKE CONTRAST PLATE | PLAQUE CONTRASTE FREIN | PLACA CONTRASTE FRENO | PZ | 5.5
99922690 |  | PERNO BR RX RIUN 26MM (VERN) | D40 RX EINHEIT BOLZEN (LACK) | PIVOT D40 RX UNIT (PAINTED) | PIVOT D40 RX EQUIPMENT (VERNI) | PIVOTE D40 RX EQUIPO (PINTADO | PZ | 284
99922694 |  | ASS TIRANTE | EISENTRAGER GR. | STAY ROD GROUP | GR. TIRANT | GRUPO TIRANTE | PZ | 20.5
99922709 |  | CHIUSURA INF CARTER | UNTERER ABDECKUNGSVERSCHLUSS | CARTER LOWER CLOSURE | FERMETURE INFER. CARTER | CIERRE INFER, CARTER | PZ | 1.8
99922713 |  | TAPPO NON APPL BRACCI (VERN) | ARME UNANWERND. STOPSEL (LACK) | NO ARM PLUG (PAINT) | BOUCHON NON APL. BRAS (VERNI) | TAPA NO APL. BRAZOS (PINTADA) | PZ | 85
99922726 |  | SUPPORTO ISOLANTE PER LAMIERA | INSOLIERENDE UNTERSTUETZUNG | INSULATING SUPPORT | SUPPORT ISOLANT | SOPORTE AISLANTE LAMINA | PZ | 74.5
99922747 |  | BOCCOLA SNODO MOTORE | MOTORGELENK BUCHSE | MOTOR JUNCIOTN JOURNAL BOX | BAGUE ARTIC. MOTEUR | PENDIENTE NUDO NOTORE | PZ | 3.3
99922784 |  | PERNO ROTAZ BACINELLA | SCHUSSEL DREHUNG BOLZEN | ROTATION BUCKET PIVOT | PIVOT ROTATION CRACHOIR | PIVOTE ROTACION BACIA | PZ | 114
99922789 |  | PROLUNGA PEDANA (VERN) | VERLÄNG. FUSSPLATTE (LACK.) | PLATFORM EXTENSION (PAINT) | RALLONGE PLAQUE (VERN.) | CABLE DE EXT. PLATAFORMA(PINT) | PZ | 227
99922791 |  | LAMIERA SUPP SEPARATORI | HALTEBLECH ABSCHEIDER | SEPARATORS SUPPORT PLATE | TÔLE SUPP SÉPARATEURS | CHAPA SOP SEPARADORES | PZ | 23
99922799 |  | ASS SUPP BRACCIO SIDE DELIV | GR. ARMHALTER SIDE DELIVERY | SIDE DELIVERY SUPP ARM ASSIST | GR. SUPPORT BRAS SIDE DELIV. | GR. SUPORTE BRAZO SIDE DELIV. | PZ | 313
99922800 |  | GUIDA DX SCHIENALE | FÜHRUNG RE RÜCKENLEHNE | BACKREST RIGHT GUIDE | GUIDE DRT DOSSIER | GUÍA DCHA. RESPALDO | PZ | 73.5
99922801 |  | GUIDA SX SCHIENALE | FÜHRUNG LI RÜCKENLEHNE | BACKREST LEFT GUIDE | GUIDE GCHE DOSSIER | GUÍA IZQ. RESPALDO | PZ | 75
99922802 |  | PERNO CIL D14 L51 | ZYLINDERBOLZEN D14 L51 | CILINDRIC PIVOT D 14 L 51 | PIVOT CYLINDRIQUE D14 L51 | PIVOTE CILINDRICO D 14 L 51 | PZ | 14
99922804 |  | PERNO CIL D14 L40,5 | ZYLINDERBOLZEN D14 L40,5 | CILINDRIC PIVOT D14 L40,5 | PIVOT CYLINDRIQUE D14 L40,5 | PIVOTE CILINDRICO D14 L40,5 | PZ | 17
99922813 |  | SUPPORTO GR MOTORE | MOTOR GRUPPE ABSTUTZUNG | GROUP MOTOR SUPPORT | SUPPORT GR. MOTEUR | SOPORTE GRUPO MOTORE | PZ | 41.5
99922814 |  | ASS FLANGIA VITE TRAPEZIA | TRAPEZSCHRAUBE FLANSCH GR. | ACME SCREW FLANGE GROUP | ENS. BRIDE VIS TRAPEZIODALE | GR. BRIDA TORNILLO CUMBRE | PZ | 101
99922818 |  | PERNO CERNIERA GAMBALE | BEIN VERSCHLUSS DREHPUNKT | CONNECTION SHAFT PIVOT | PIVOT CHARNIERE REPOSE-PIES | PIVOTE BISAGRA POSAPIERNAS | PZ | 15.5
99922820 |  | MADREVITE TR16X8P4 | MUTTERGEWINDE TR16X8P4 | TR16X8P4 LEAD SCREW | ECROU TR16X8P4 | TORN. DE POSICIONAM. TR16X8P4 | PZ | 36
99922824 |  | SUPPORTO MOTORE GAMBALE | SUPPORTO MOTORE GAMBALE | SUPPORTO MOTORE GAMBALE | SUPPORT MOTEUR TIGE | SOPORTE MOTOR CAÑA | PZ | 5.2
99922825 |  | TELAIO SEDILE | SITZRAHMEN | SEAT CHASSIS | CHASSIS SIEGE | CHASIS ASIENTO | PZ | 585
99922826 |  | LAMIERA FISS MICRO SICUREZZA | MIKRO-SICHERHEIT BEFEST. BLECH | MICRO SECURITY FASTENING PLATE | TOLE FIXAT. MICRO SURETE | PLANCHA FIJACION MICRO SEGUIDA | PZ | 6.2
99922829 |  | SQUAD SOST POTENZIOM SCHIENALE | RUCKENLEHNE POTENTIOM. ABSTUTZ | BACKREST POTENT. BRACKET | SUPPORT POTENTIOMETRE DOSSIER | SOPORTE POTENCIOMETRO RESPALDO | PZ | 8.1
99922830 |  | ARCO SCHIENALE (VERN) | RUECKENBOGEN (LACKIERT) | BACKREST ARCH (PAINT) | ARCHE DOSSIER (VERN) | ARCO RESPALDO (PINT) | PZ | 382
99922832 |  | PULEGGIA DENTATA ELEMENTO | ELEMENT ZAHNRIEMENSCHEIBE | TOOTHED PULLEY ELEMENT | POULIE DENTEE ELEMENT | POLEA DENTADA ELEMENTO | PZ | 46.5
99922833 |  | BOCCOLA D12X18 L19,5 | BUCHSE D12X18 L19,5 | JOURNAL BOX D12X18 L19,5 | DOUILLE D12X18 L19,5 | PENDIENTE D12X18 L19,5 | PZ | 9
99922850 |  | SUPP BRACCIOLO POLTR L (VERN) | L SITZ ARMLEHNE ABST. (LACK) | ARMREST SEAT L SUPPORT (PAINT) | SUP. ACCOUDOIR SIEGE L (VERNI) | SOPORTE BRAZO SILLON (PINTADO) | PZ | 224
99922856 |  | PERNO FINECORSA ROTAZIONE | DREHUNG ENDANSCHLAG BOLZEN | LIMIT SWITCH ROTATION PIVOT | PIVOT D'ARRET ROTATION | PIVOTE FIN DE CARRERA ROTACION | PZ | 22.5
99922857 |  | LAMIERA MICRO COLONNA S380TRC | BLECH MIKRO. SÄULE S380TRC | S380 TRC MICRO COLUMN PLATE | TOLE MICRO COLONNE S380TRC | CHAPA MICRO COLUMNA S380TRC | PZ | 9.3
99922858 |  | PIGNONE POTENZIOMETRO | RITZEL POTENTIOMETER | POTENTIOMETER PINION | PIGNON POTENTIOMÈTRE | PIÑÓN POTENCIÓMETRO | PZ | 14.5
99922867 |  | LAMIERA SUPP SCHEDA HUB | PLATINE HUB ABSTÜTZUNG BLECH | HUB BOARD SUPPORT PLATE | TOLE SUPPORT PLATINE HUB | LAMINA SOPORTE TARJETA HUB | PZ | 15
99922870 |  | PIGNONE Z15 PER ROTAZ SEDUTA | SITZ DREHUNG Z15 TRIEBRAD | Z15 PINION FOR SEAT ROTATION | PIGNON Z15 POUR ROTAT. SIEGE | PINON Z15 PARA ROTACION ASIENT | PZ | 35.5
99922871 |  | CARTER CIL BRACCIO TRC (VERN) | TRC ARM ZYLINDERSCHUTZ (LACK) | TRC ARMREST CIL CARTER (PAINT) | CARTER CYLIN. BRAS TRC (VERNI) | CARTER CIL BRAZO TRC (PINTADO) | PZ | 192
99922873 |  | SUPPORTO SUP IDR TRC (LAV) | TRC WASSER OBERABLAGE (BEARB) | TRC HYDR. SUP SUPPORT(REFINED) | SUPP.SUP.SYST.EAU TRC (TRAITE) | SOPORTE SUP IDR TRC (TRATADO) | PZ | 620
99922875 |  | LAMIERA FISS PIATTINA | BEFEST.BLECH STEGLEITUNG | PLATE FIXING METAL SHEET | TOLE FIXE PLAT | CHAPA FIJA PLATA | PZ | 8.6
99922876 |  | ASS BOCCOLA INTERF BRACCIO TRC | TRC ARM INTERFACE BUCHSE GR. | TRC ARMREST INTERF JOURNAL BOX | GR. BAGUE INTERFACE BRAS TRC | PENDIENTE INTERFAZ BRAZO TRC | PZ | 43
99922877 |  | DISTANZ ARRESTO SCHIEN | DISTANZ. RÜCK.L.ANSCHLAG | BACKREST STOP SPACER | ENTRET ARRÊT DOSS | DISTANC PARADA RESPAL | PZ | 14.5
99922881 |  | SOSTEGNO COLONNA (VERN) | KOLONNE EINSPANNUNG (LACK) | COLUMN SUPPORT (PAINTED) | SUPPORT COLONNE (VERNI) | SUJECION COLUMNA (BARNIZ) | PZ | 346
99922882 |  | COLONNA SCHIENALE (LAV) | RÜCKLEHNE KOLONNE | BACKREST COLUMN | COLONNE DOSSIER | COLUMNA RESPALDO | PZ | 125
99922884 |  | SOSTEGNO COLONNA (VERN) | KOLONNE EINSPANNUNG (LACK) | COLUMN SUPPORT (PAINTED) | SUPPORT COLONNE (VERNI) | SUJECION COLUMN (BARNIZ) | PZ | 372
99922893 |  | ASS COFANO SCHIEN LARGO | WEIT RÜCKENLEHNE HAUBE GRUPPE | WIDE BACKREST COVER GRP | GR. COFFRE DOSSIER LARGE | CONJ CAPO RESPALDO LARGO | PZ | 131
99922894 |  | ASS COFANO SCHIEN STRETTO | ENG RÜCKLEHNE HAUBE GRUPPE | NARROW BACKREST COVER GRP | GR. COFFRE DOSSIER ETROIT | CONJ CAPO RESPALDO ESTRECHO | PZ | 107
99922900 |  | SUPPORTO PIATTINA CARRELLO | LAUFWERK FLACHKABEL ABSTÜTZUNG | CART PLATE SUPPORT | SUPPORT PLAQUE CHARRIOT | SOPORTE PLACA CARRITO | PZ | 22
99922902 |  | PISTONE MEMBRANA DOSATORE | KOLBEN DOSERAPPARAT MEMBRANE | MEMBRANE PISTON DOSER | PISTON MEMBRANE DOSEUR | PISTÓN MEMBRANA DOSADOR | PZ | 6.9
99922914 |  | ASS PIASTRA + PASTICCA FERRODO | EINH. PLATTE + BREMSBELAG | PLATE GR. + FERODO LOZENGE | GR. PLAQUE + PASTILLE | GR. PLACA + PASTILLA | PZ | 36.5
99922918 |  | RONDELLA D12,3X22 S2 | SCHEIBE D12,3X22 S2 | WASHER D12,3X22 S2 | RONDELLE D12,3X22 S2 | RONDANA D12,3X22 S2 | PZ | 4.8
99922919 |  | RONDELLA DISTANZ D10X16 S4,7 | ABSTANDSSCHEIBE D10X16 S4,7 | TOGGLE WASHER D10X16 S4,7 | RONDELLE EPAISS D10X16 S4,7 | ARANDELA DISTANC D10X16 S4,7 | PZ | 12
99922920 |  | SUPPORTO APEX LOCATOR | APEX LOCATOR ABSTÜTZUNG | APEX LOCATOR SUPPORT | SUPPORT APEX LOCATOR | SOPORTE APEX LOCALIZADOR | PZ | 21
99922924 |  | RONDELLA D10,4X24 S1 | SCHEIBE D10,4X24 S1 | WASHER D10,2X24 S1 | RONDELLE D10,4X24 S1 | RONDANA D10,2X24 S1 | PZ | 5
99922926 |  | LAMIERA MICRO SICUREZZA PIEDI | BLECH MIKRO. SICHERH.V. FÜSSE | FEET SAFETY MICRO SHEET METAL | TÔLE MICRO-INT. SÉCURITÉ PIEDS | CHAPA MICRO SEGURIDAD PIES | PZ | 7.3
99922990 | (**) | CHIAVE COFANI GR OTTICO | SCHLÜSSEL GEHÄUSE OPTISCHE GR. | OPTICAL GROUP CARTERS KEY | CLEF CARTERS GROUPE OPTIQUE | LLAVE CARTERES GRUPO OPTICO | PZ | 2.6
99922999 |  | PERNO BRACCIOLO MOBILE | BEWEGBARER ARM BOLZEN | MOVING ARM PIVOT | GOUJON BRAS MOBILE | PIVOTE BRAZO MOVIBLE | PZ | 73.5
99923003 |  | CREMAGLIERA SLIDE 15X15 MOD 1 | ZAHNSCHIENE SLIDE 15X15 MOD 1 | 15X15 MOD 1 SLIDE RACK | CREMALLIERE SLIDE 15X15 MOD.1 | CREMALLERA SLIDE 15X15 MOD.1 | PZ | 33.5
99923009 |  | PERNO BRACCIOLO VRP | BOLZEN ARMLEHNE | VRP ARM PIVOT | AXE ACCUDOIR VRP | PERNO REPOSABRAZOS VRP | PZ | 57
99923068 |  | TELAIO SOTTOSEDUTA VRP (LAV) | RAHMEN UNTER SITZ | VRP UNDERSEAT FRAME (WASH) | CHASIS SOUS-ASSISE VRP (LAV) | CHASIS DEBAJO ASIENTO VRP (LAV | PZ | 167
99923118 |  | LAMIERA POTENZIOM BASE POLTR | BLECH POTENTIO. SOCKEL P.STUHL | CHAIR BASE POTENTIOM PLATE | TÔLE POTENTIOM BASE FAUT | CHAPA PONTEC. BASE SILLON | PZ | 6
99923119 |  | LAMIERA CAMMA POTENZIOM POLTR | SITZ POTENTIOMETER KURVE BLECH | SEAT POTENTIOM CAM MET SHEET | TOLE CAME POTENTIOM FAUTEUIL | CHAPA LEVA POTENCIOM SILLON | PZ | 5.9
99923127 |  | LAMIERA FISS PEDALE E CARTER | BEFEST.BLECH PEDAL UND ABDECK. | CART AND FOOT CONTR FIX SHEET | TOLE FIX. PEDALE ET CARTER | CHAPA FIJ. PEDAL Y CARTER | PZ | 5.3
99923140 |  | ASS SUPP SIDE DELIVERY (VERN) | TRAEGERGR. SIDE DELIVERY(LACK) | DELIVERY SIDE SUPP GR. (PAINT) | ENS. SUPP. SIDE DELIVERY(VERN) | JUNTO SOP.SIDE DELIVERY (PINT) | PZ | 336
99923152 |  | RUOTA DENTATA Z20 M1 | ZAHNRAD Z20 M1 | Z20 M1 GEAR WHEEL | ROUE DENTELEE Z20 M1 | RUEDA DENTATA Z20 M1 | PZ | 58.5
99923154 |  | RUOTA DENTATA Z14 M1 | ZAHNRAD Z14 M1 | Z14 M1 GEAR WHEEL | ROUE DENTELEE Z14 M1 | RUEDA DENTADA Z14 M1 | PZ | 35.5
99923155 |  | PERNO D12 TELAIO SEDILE | BOLZEN D12 SITZRAHMEN | SEAT CHASSIS D12 PIVOT | AXE D12 CHASSIS ASSISE | PER D12 CHASIS ASIENTO | PZ | 3.8
99923157 |  | PERNO D10 CAMMA TRENDELENBURG | BOLZEN D10 NOCKEN TRENDELENB. | TRENDELENBURG CAM D10 PIVOT | AXE D10 CAMME TRENDELENBURG | PERNO D10 LEVA TRENDELENBURG | PZ | 5.1
99923160 |  | GR SUPPORTO HYBRID (VERN) | GR. HALTER HYBRID (LACK.) | HYBRID SUPPORT GR. (PAINT) | GR. SUPPORT HYBRID (VERN) | GR.SOPORTE HYBRID (PINT) | PZ | 228
99923166 |  | SUPPORTO PERNO BRACCIOLO | ARMLEHNE BOLZEN ABST. | ARMREST PIVOT SUPPORT | SUPPORT PIVOT ACCUDOIR | SOPORTE PERNO REPOSABRAZOS | PZ | 121
99923177 |  | LAMIERA FISS SCHEDA PEDALE WL | BEFEST.BLECH PLATINE PEDAL WL | WL PEDAL BOARD FIX METAL SHEET | TOLE FIX. PLATINE PEDALE WL | CHAPA FIJ. TARJETA PEDAL WL | PZ | 9.4
99923190 |  | BRACCIOLO POLTRONA (VERN) | STUHL ARMLEHNE (LACKIERT) | SEAT ARMREST (PAINT) | ACCUDOIR FAUTEUIL (VERN.) | REPOSABRAZOS SILLON (PINT.) | PZ | 117
99923201 |  | LAMIERA FISS EV BY-PASS | BY-PASS EV BEFESTIGUNG BLECH | FIX MET SHEET EV BY-PASS | TOLE FIXATION EV BY-PASS | CHAPA FIJA EV BY-PASS | PZ | 10.5
99923202 |  | RONDELLA ARRESTO MOTORE SOLLEV | STOPP-SCHEIBE HEBEMOTOR | LIFTING MOTOR BRAKE WASHER | RONDELLE ARRET MOTEUR SOULEV. | ARANDELA PAR. MOTOR ELEVACION | PZ | 4.8
99923210 |  | BIELLA TELAIO SEDILE | STUHLCHASSIS PLEUGEL | SEAT CHASSIS ROD | BIELLE CHASSIS ASSISE | VARILLA CHASIS ASIENTO | PZ | 9.2
99923211 |  | CARTER POST POLTR HYBRID | ABD. HINT. P.STUHL HYBRID | HYBRID SEAT REAR CARTER | CARTER POST. FAUTEUIL HYBRID | CARTER POST. SILLON HYBRID | PZ | 87.5
99923215 |  | LAMIERA AZIONAM MICRO SICUREZZ | BETÄTIG.BLECH SICHERH.MIKRO.. | SAFETY MM OPERAT METAL SHEET | TOLE ACTION. MICRO SEGURITE | CHAPA ACCION. MICRO SEGURIDAD | PZ | 5
99923216 |  | PERNO SCHIENALE | RÜCKENLEHNENBOLZEN | STERN BACKREST PIVOT | AXE DOSSIER STERN | PERNO RESPALDO STERN | PZ | 5.6
99923217 |  | COFANO ANTIRIBALT TR (VERN) | UEBERROLLSCHUTZABDECKUNG TR (L | STABILISING TR CARTER (PAINT) | CARTER ANTIREVERS. TR (VERNI) | CARTER ANTIVOLCADO TR(PINTADO) | PZ | 282
99923259 |  | SUPP POTENZIOMETRO | HALTER POTENTIOMETER | POTENTIOMETER SUPPORT | SUPP. POTENTIOMETRE | SOP. POTENCIOMETRO | PZ | 29.5
99923269 |  | PERNO INF MOTORIDUTTORE | BOLZEN UNT. GETRIEBEMOTOR | GEAR MOTOR LOWER PIVOT | AXE INF. MOTOREDUCT. | EJE INF. MOTORRED. | PZ | 11.5
99923291 |  | ASS CARTER BRACCIO IDRICO | ABDECKUNG-GR. W.E.-ARM | WATER ARM CARTER GROUP | ENS. CARTER BRAS HYDRIQUE | JUNTO CARTER BRAZO HIDRICO | PZ | 36
99923292 |  | ASS CARTER SX TRIANGOLO | DREIECK LINKE ABDECK. GR. | TRIANGLE LEFT CARTER GR. | ENS.CARTER GAUCHE TRIANGLE | JUNTO CARTER IZQ. TRIANGULO | PZ | 29.5
99923293 |  | ASS CARTER DX TRIANGOLO | DREIECK RECHTE ABDECK. GR. | TRIANGLE RIGHT CARTER GR. | ENS.CARTER DROIT TRIANGLE | JUNTO CARTER DER. TRIANGULO | PZ | 26.5
99923294 |  | ASS CARTER POST TRIANGOLO | DREIECK HINTER ABDECK. GR. | TRIANGLE REAR CARTER GR. | ENS.CARTER POST. TRIANGLE | JUNTO CARTER POST. TRIANGULO | PZ | 32.5
99923298 |  | CARTER CHIUSURA SUP SLIDE | VERSCHL.ABDECK. OBEN SLIDE | SLIDE UPPER CLOSURE CARTER | CARTER CLOTURE SUP. SLIDE | CARTER CIERRE SUPER. SLIDE | PZ | 63.5
99923306 |  | RACC TUBO 3X5 VNR OR | 3X5 VNR OR ROHR ANSCHLUSS | TUBE CONNECTION 3X5 VNR OR | CON. TUYAU 3X5 VNR OR | CON. TUBO 3X5 VNR OR | PZ | 3.9
99923308 |  | LAMIERA FISS RACCORDO | ANSCHLUSS FESTKL. BLECH | CONNECTIONS FIXING METAL SHEET | TOLE FIXATION CONEXIONS | CHAPA FIJ. CONEXIONES | PZ | 4.4
99923311 |  | LAMIERA FISS RACCORDI + VNR | ANSCHLUESSE FESTKL+VNR BLECH | CONNECTIONS+VNR FIX MET SHEET | TOLE FIX. CONECTIONS+VNR | CHAPA FIJ. CONEX.+VNR | PZ | 7.5
99923335 |  | RACCORDO TUBO 3X5 | ROHR ANSCHLUSS 3X5 | TUBE COUPLING 3X5 | RACCORD DE TUYAU 3X5 | CONEXION TUBO 3X5 | PZ | 4.5
99923352 |  | BRACCIO SUPP IDRICO (VERN) | WASSERTRAEGER ARM (LACKIERT) | WATER SUPP ARM (PAINT) | BRAS SUPER. HIDRIQUE (VERN) | BRAZO SUP. HIDRICO (PINT) | PZ | 595
99923353 |  | NAVETTA PER SHORT ARM (VERN) | SHORT ARM UNTERSTUETZUNG | SHORT ARM TABLE SUPPORT | SUPPORT TABL.SHORT ARM (VERNI) | MODULO PARA SHORT ARM | PZ | 420
99923359 |  | BRACCIO FISSO SHORT ARM (VERN) | FESTER ARM SHORT ARM (GEMALT) | FIXED SHORT ARM (PAINTED) | BRAS FIXE SHORT ARM (VERNI) | BRAZO FIJO CORTO (PINTADO) | PZ | 575
99923361 |  | CILINDRO BRACCIO TRC (VERN) | ZYLINDERARM TRC | CYLINDER ARM TRC | CYLINDRE BRAS TRC (VERNI) | CILINDRO BRAZO TRC (PINTADO) | PZ | 194
99923363 |  | CILINDRO BRACCIO TR (VERN) | ARMZYLINDER TR (GEMALT) | CYLINDER ARM TR | CYLINDRE BRAS TR (VERNI) | CILINDRO BRAZO TR (PINTADO) | PZ | 187
99923365 |  | ELEMENTO DI CENTRAGGIO | ZENTRIERELEMENT | CENTERING ELEMENT | ELEMENT DE CENTRAGE | ELEMENTO DE CENTRADO | PZ | 34
99923368 |  | CILINDRO BRACCIO S300 (VERN) | ARMZYLINDER S300 | CYLINDER ARM S300 | CYLINDRE BRAS S300 (VERNI) | CILINDRO BRAZO S300(PINTADO) | PZ | 139
99923370 |  | PERNO CENTRAGGIO CILINDRO | ZENTRIERZYLINDER STIFT | CYLINDER-CENTERING PIN | PIVOT CENTRAGE CYLINDRE | PERNO DE CENTRADO CILINDRO | PZ | 6.9
99923371 |  | ANELLO CHIUSURA FUGA (VERN) | RINGFUGE VERSCHLUSS | LEAKAGE CLOSING RING (PAINTED) | BAGUE FERMETURE FUITE (VERNI) | ANILLO CIERRE VERTIDO (PINTADO | PZ | 32.5
99923372 |  | VITE FINE CORSA BRACCIO | ARM STRICHENDE SCHRAUBE | ARM STROKE END SCREW | VIS FIN DE COURSE BRAS | TORNILLO TOPE BRAZO | PZ | 4.8
99923382 |  | LAMIERA SUPP BACINELLA | HALTEBLECH MUNDSPÜLBECKEN | BASIN SUPP METAL SHEET | TOLE SUPER. CRACHOIR | CHAPA SUP. ESCUPIDERA | PZ | 19
99923383 |  | PERNO ROTAZIONE BACINELLA | DREHZAPFEN MUNDSPÜLBECKEN | CUSPIDOR ROTATION PIVOT | PIVOT ROTAT. CRACHOIR | PERNO ROTAC. ESCUPIDERA | PZ | 44
99923400 |  | LAMIERA SUPPORTO BIOSTER | BIOSTER ABSTUETZUNG BLECH | BIOSTER SUPPORT METAL SHEET | TOLE SUPPORT BIOSTER | CHAPA SOPORTE BIOSTER | PZ | 19
99923401 |  | LAMIERA FISS POMPA DOSATR | DOSIERPUMPE FESTKLEMMEN BLECH | DOSER PUMP FIXING METAL SHEET | TOLE FIXATION POMPE DOSEUSE | CHAPA FIJADOR BOMBA DOSIF. | PZ | 4.3
99923402 |  | LAMIERA FISS RACCORDI POMPA | PUMPE ANSCHLUES. FESTKL BLECH | PUMP CONNECTION FIX MET SHEET | TOLE FIXATION AVEC POMPE | CHAPA FIJADOR CON. BOMBA | PZ | 4.3
99923404 |  | ELEMENTO SUP POMPA DOSATRICE | DOSIERPUMPE HOEHER TEIL | DOSER PUMP SUPPORT TOOL | ELEMENT SUPP. POMPE DOSEUSE | ELEMENTO SOP.BOMBA DOSIF. | PZ | 34
99923405 |  | TAPPO OR | OR VERSCHLUSS | OR CAP | BOUCHON OR | TAPA OR | PZ | 1.6
99923415 |  | BOCCOLA ROTAZ BACINELLA (LAV) | LAGER WASCHBECKENDREHUNG | CUSPIDOR ROTAT BUSHING (LAV) | DOUILLE ROTAT. CRACHOIR (LAV) | COJINETE ROTAC.ESCUPID. (LAV) | PZ | 29
99923425 |  | LAMIERINO DI FRIZIONAMENTO | ABFEDERUNGSBLECH | FRICTION SMALL METAL SHEET | PETITE TOLE DE FRANCTIONNEMENT | CHAPITA DE FRACCIONAMIENTO | PZ | 9.3
99923440 |  | PERNO FULCRO ESTRUSO | ANSCHWENKBOLZEN EXTRUS. | EXTRUDED FULCRUM PIVOT | AXE CENTRE EXTRUDE | PERNO CENTRO EXTRUIDO | PZ | 6.1
99923441 |  | PERNO LUNGO TIRANTE | LANGER ZUGSTANGENBOLZEN | TIE ROD LONG PIVOT | AXE LONGUE TIRANT | PERNO LARGO TENSOR | PZ | 4.6
99923447 |  | CAMICIA PER PISTONE | KOLBENHEMD | PISTON COVERING | CHEMISE POUR PISTON | CAMISA PARA PISTON | PZ | 59.5
99923448 |  | PISTONE | KOLBEN | PISTON | PISTON | PISTÓN | PZ | 39
99923452 |  | LAMIERA RACCORDI SERBATOIO | BEHAELTER VERBINDUNGEN BLECH | TANK CONNECTIONS PLATE | FEUILLE CONNEXIONS RESERVOIR | LAMINA CONEXIONES TANQUE | PZ | 3.2
99923462 |  | ASS TELAIO IDRICO HIGH | EINH. WASSERSTRUKTUR HIGH | HIGH HYDRIC FRAME GR. | ENS.CHASIS HYDRIQUE HIGH | JUNT.CHASIS HIDRICO HIGH | PZ | 283
99923482 |  | BRACCIO FISSO STERN INT (VERN) | FESTER ARM STERN INT. (LACK.) | INTERN STERN FIX ARM (PAINT) | BRAS FIXE STERN INTERN. (VERN) | BRAZO FIJO STERN INTERN.(PINT) | PZ | 610
99923673 |  | LAMIERA PATTINO ARCO SCHIEN | BLECH GLEITSCH. RÜCKENL.BOGEN | BACK ARCH SL. BLOCK MET. SHEET | TÔLE PATIN ARC DOSS | CHAPA PATÍN ARCO RESPAL | PZ | 4.3
99923679 |  | BASE TAV CONTINENTAL (VERN) | CONTINENTAL TAFELEINH. (LACK.) | TABLE BASE CONTINENTAL (PAINT) | BASE TABL.CONTINENTAL (VERN) | BASE BAND.CONTINENTAL (PINT) | PZ | 233
99923681 |  | LAMIERA SUP VALVOLE TAV MED | BLECH OB. VENTILE INSTR.TRÄGER | MED TABLE VALVES SUPP PLATE | TOLE SUP.VANNE TABL.PRAT. | CHAPA SUP.VALV.BAND.MEDICO | PZ | 23
99923685 |  | DISTANZIALE M10 PATTINO ARCO | ABSTANDSALTER M10 BOGENGLEITSC | ARCH SLIDING BLOCK M10 SPACER | ENTRETOISE M10 NACELLE ARC | DISTANCIADOR M10 CUNA ARCO | PZ | 6.6
99923700 |  | LAMIERA SUP EV TAV ASSIST | BLECH OB. MV HELF.ELEMENT | ASSIST TABLE EV SUPP PLATE | TOLE SUPER.EV.TABL.ASIST. | CHAPA SUP.EV.BAND.ASIST. | PZ | 16
99923701 |  | SUPPORTO TAV ASSISTENTE | HELFERINNENELEMENT-TRAEGER | ASSISTANT TABLE SUPPORT | SUPPORT TABL.ASISTANT | SOPORTE BAND.ASISTENTE | PZ | 78.5
99923702 |  | RONDELLA DI35,1-DE47-SP1 | SCHEIBE DI35,1-DE47-SP1 | DI35,1-DE47-SP1 WASHER | RONDELLE DI35,1-DE47-SP1 | ARANDELA DI35,1-DE47-SP1 | PZ | 2.1
99923708 |  | BRACCIO PORTA TRAY (VERN) | TRAYTABLETT ARM (LACKIERT) | TRAY-HOLDER ARM (PAINTED) | BRAS PORTETRAY (VERNI) | BRAZO PORTATRAY (PINTADO) | PZ | 45
99923710 |  | SUPPORTO TAV ASS BR TUBOL | HALTER HELF.ELEMENT ROHRARM | TUBULAR ARM ASSIST TAB SUPPORT | SUPPORT TABL.AS.BRAS TUBULAIRE | SOPORTE BAND.AS.BRAZO TUBUL. | PZ | 39.5
99923711 |  | SUPPORTO TAV ASS BR PANTOGR | HALTER HELF.ELEMENT FEDERARM | PANTOGR. ARM ASS TAB SUPPORT | SUPPORT TABL.ENS. BRAS PANTOGR | SOPORTE BAND.JUNTO BRAZO PANTO | PZ | 40.5
99923712 |  | SUPPORTO TAV ASS BR FISSO | HALTER HELF.ELEMENT FEST. ARM | FIX ARM ASSIST TABLE SUPPORT | SUPPORT TABL.ASIS.BRAS FIXE | SOPORTE BAND.ASIS.BRAZO FIJO | PZ | 48.5
99923713 |  | RONDELLA FISS TAV ASSIST VRP | BEFEST.SCHEIBE HELF.ELEMENT | VRP ASSIST TABLE FIX WASHER | RONDELLE FIXE TABL.ASIST. VRP | ARANDELA FIJA BAND.ASIST. VRP | PZ | 9.1
99923717 |  | ASS BRACCIO INCLINATO (VERN) | GEKIPPTER ARM GR. (LACKIERT) | INCLINED ARM GR. (PAINT) | ENS.BRAS PENCHE (VERN) | JUNTO BRAZO INCLINADO (PINT) | PZ | 226
99923721 |  | ASS BRACCIO ORIZZONT (VERN) | WAAGRECHT ARM GR. (LACK) | HORIZONTAL ARM GR. (PAINT) | ENS.BRAS HORIZONTAL (VERN) | JUNTO BRAZO HORIZ. (PINT) | PZ | 221
99923723 |  | PERNO SNODO DI SICUREZZA | STIFT SICHER.GELENK | SAFETY JUNCTION PIVOT | AXE CONNECT. DE SECURITE | EJE CONECT. DE SEGURIDAD | PZ | 53.5
99923727 |  | ASS BRACCIO SINGOLO (VERN) | EINZELARM GR. (LACK) | SINGLE ARM GR. (PAINT) | ENS.BRAS SEUL (VERN) | JUNTO BRAZO SOLO (PINT) | PZ | 231
99923755 |  | ARCO SCHIENALE (VERN) | RUECKENBOGEN (LACKIERT) | BACKREST ARC (PAINT) | ARCHE DOSSIER (VERN) | ARCO RESPALDO (PINT) | PZ | 255
99923765 |  | COFANO POST INF CART (VERN) | HAUBE HINT. UNT. CART (LACK.) | CART LOWER REAR COVER (PAINT) | CARTER POST.INF. CART (VERN) | CARTER POST.INF.CART (PINT) | PZ | 40
99923767 |  | COLONNA PORTANTE FISSA (VERN) | TRAGENDE SÄULE, FEST. (LACK.) | FIXED BEARING COLUMN (PAINT) | COLOMNE SUPP. FIXE (VERN) | COLUMNA SOP. FIJA (PINT) | PZ | 223
99923773 |  | BASE CART (VERN) | ABDECKUNGSBODEN (LACKIERT) | CART BASE (PAINT) | BASE CART (VERN) | BASE CART (PINT) | PZ | 338
99923831 |  | COFANO POST SUP CART (VERN) | HAUBE HINT. OBEN CART (LACK.) | CART UPPER REAR COVER (PAINT) | CARTER POST.SUP.CART (VERN) | CARTER POST.SOP.CART (PINT) | PZ | 110
99923834 |  | COFANO FRONT SUP CART (VERN) | HAUBE FRONT. OB. CART (LACK.) | CART UPPER FRONT COVER (PAINT) | CARTER FRONT.SUP.CART (VERN) | CARTER FRONT.SUP.CART (PINT) | PZ | 143
99923860 |  | LAMIERA SANASPRAY (CORTA) | SANASPRAY BLECH (KURZ) | SANASPRAY MET SHEET (SHORT) | TOLE SANASPRAY (COURTE) | CHAPA SANASPRAY (CORTA) | PZ | 16
99923862 |  | LAMIERA SANASPRAY LUNGA | BLECH SANASPRAY LANG | LONG SANASPRAY METAL SHEET | TOLE SANASPRAY LONGUE | CHAPA SANASPRAY LARGA | PZ | 22.5
99923863 |  | LAMIERA VALVOLE STRUMENTO | BLECH INSTRUMENTVENTILE | INSTRUMENT VALVE PLATE | TOLE VANNES INSTRUMENTS | CHAPA VALVULAS INSTRUM. | PZ | 7.3
99923864 |  | LAMIERA LAVAGGIO CANNULE SOLID | FEST KANUELE AUSSPUELEN BLECH | SOLID CANNULAS WASH SHEET | TOLE LAVAGE CANNULES SOLID. | CHAPA LAVADO CANULA SOL. | PZ | 27
99923866 |  | LAMIERA SUPP SERBATOIO H202 | HALTEBLECH H202-BEHÄLTER | H202 TANK SUPP METAL SHEET | TÔLE SUPP RÉSERVOIR H202 | CHAPA SOP DEPÓSITO H2O2 | PZ | 15
99923871 |  | STAFFA SUPP CAVI SNODO PANT | KABELBÜGEL GELENK PANT | PANT ARTICUL CABLES SUPP BRACK | SUPPORT SUPER.CABLES CONEX.PAN | SOPORTE SUP.CABLES CONX.PANT | PZ | 2.8
99923872 |  | LASTRINA FLESSIBILE | FLEXIBLE FOLIE | FLEXIBLE SMALL PLATE | PLAQUE FLEXIBLE | PLACA FLEXIBLE | PZ | 1
99923890 |  | SPINA FINECORSA BRACCIO | ARM ANSCHLAG STECKER | ARM LIMIT SWITCH PLUG | FICHE FIN DE COURSE BRAS | ENCHUFE FIN CARR. BRAZO | PZ | 11.5
99923892 |  | COFANO LATO POLTR IDR TR | HAUBE P.ST.SEITE WASS. TR | TR WATER SEAT SIDE CARTER | CARTER COTE FAUT.HYDR. TR | CARTER LADO SILL.HIDR. TR | PZ | 116
99923893 |  | SPORTELLO IDRICO TR | KLAPPE W.EINH. TR | TR WATER DOOR | PORTE HYDRIQUE TR | PUERTA HIDRICO TR | PZ | 221
99923907 |  | PALO LAMPADA 118 MM | LAMPENTRAEGER 118 MM | 118 MM LAMP POLE (PAINT) | POTEN.LAMPE 118MM (VERN) | PALO LAMPARA 118MM (PINT) | PZ | 300
99923909 |  | PERNO ROTAZ BRACCIO 133 MM | ROTATIONSSTIFT ARM 133 MM | 113MM ARM ROTATION PIVOT | PIVOT ROTATION BRAS 113MM | PERNO ROTAC. BRAZO 113MM | PZ | 155
99923911 |  | PALO LAMPADA 237 MM (VERN) | LAMPENSTANGE 237 MM (LACK.) | 237 MM LAMP POLE (PAINT) | POLE LAMPE 237MM (VERN) | PALO LAMPARA 237MM (PINT) | PZ | 250
99923920 |  | SUPPORTO SONDA SERB H2O2 | H2O2 SPEICHERBECK.UNTERST. | H2O2 TANK PROBE SUPPORT | SUPPORT SONDE RESER.H2O2 | SOPORTE SONDA TANQUE H2O2 | PZ | 15
99923923 |  | PERNO ROTAZIONE TAVOLETTA | DREHZAPFEN INSTR.TRÄGER | TRAY ROTATION PIVOT | AXE ROTATION TABLETTE | PERNO ROTACION BANDEJA | PZ | 45
99923927 |  | PALO SNODO BRACCIO FISSO LOW | FESTER ARM- GELENK STANGE LOW | LOW FIX ARM ARTICUL POLE | POTENCE ART.BRAS FIXE LOW | PALO ART.BRAZO FIJO LOW | PZ | 110
99923928 |  | LAMIERA TAPPO NON APPL SERBAT | VERSCHL.BLECH KEIN TANK-EINBAU | TANK NON-APPL CAP PLATE | TOLE BOUCHON NON-APPL. RESERV. | CHAPA TAPA NO-APL. DEPOSITO | PZ | 19.5
99923933 |  | NAVETTA CONTIN LOW (LAV) | TABLETTSTUETZE CONT.LOW (WASCH | TABLE SUPP CONTIN LOW (WASH) | SUPPORT TABL. CONTIN.BAS (LAV) | SOPORTE BAND.CONTIN.BAJO (LAV) | PZ | 116
99923936 |  | NAVETTA INTERNAT | SHUTTLE INTERNAT | INTERNATIONAL TABLE SUPPORT | NACELLE INTERNATIONAL | NAVE INTERNATIONAL | PZ | 167
99923960 |  | MOZZO BRACCIO FISSO LOW (LAV) | FESTER ARM NABE LOW | LOW FIXED ARM HUB (WASH) | CARTER BRAS FIXE BAISSE | CARTER BRAZO FIJO BAJO | PZ | 99
99923964 |  | BRACCIO FISSO INT LOW (VERN) | LOW INT FESTER ARM (LACK.) | LOW INT FIX ARM (PAINT) | BRAS FIXE INT.LOW (VERN) | BRAZO FIJO INT.LOW (PINT) | PZ | 238
99923967 |  | BRACCIO FISSO CONT LOW (VERN) | LOW CONT FESTER ARM (LACK.) | LOW CONT FIX ARM (PAINT) | BRAS FIXE CONT.LOW (VERN) | BRAZO FIJO CONT.LOW (PINT) | PZ | 226
99923970 |  | SNODO ANT BRACCIO FISSO LOW | GELENK VORNE FEST. ARM LOW | LOW FIX ARM FRONT ARTICULATION | ARTIC.ANT.BRAS FIXE LOW | ARTIC.ANT.BRAZO FIJO LOW | PZ | 33.5
99923979 |  | ASS PERNO INTERFACC PALO LAMP | VERB.BOLZEN LAMPENSTANGE GR. | LAMP POLE INTERFACE PIVOT GR. | ENS.AXE INTERFACE POT. LAMPE | JUNTO PERNO INTERF. PALO LAMP. | PZ | 103
99923985 |  | COFANO LATO TAV MED TR (VERN) | HAUBE SEITE INS.T. TR (LACK.) | TR MED TAB SIDE CARTER (PAINT) | CARTER COTE TABL.PRAT. TR (VER | CARTER LADO BAND.MED.TR (PINT | PZ | 87
99923990 |  | CILINDRO BRACCIO S300 (VERN) | ZYLINDER ARM S300 (LACK.) | S300 ARM CYLINDER (PAINT) | CYLINDRE BRAS S300 (VERN) | CILINDRO BRAZOO S300 (PINT) | PZ | 76.5
99923992 |  | PERNO ROTAZIONE BACINELLA | DREHZAPFEN MUNDSPÜLBECKEN | CUSPIDOR ROTATION PIVOT | PIVOT ROTATION CRACHOIR | EJE ROTACION ESCUPIDERA | PZ | 43.5
99923994 |  | FLANGIA BRACCIO FISSO | FLANSCH FESTER ARM | FIXED ARM FLANGE | BRIDE BRAS FIXE | BRIDA BRAZO FIJO | PZ | 37.5
99924001 |  | TUBO SUPP IMBOTT SEDILE | SITZPOLSTERSTÜTZROHR | SHORT UPHOL SUPP TUBE | TUYAU SUPP. REMB. COURT | TUBO SUPER. TAPIC. CORTO | PZ | 49
99924002 |  | LAMIERA TRASFORMATORE | BLECH TRANSFORMATOR | PROCESSOR METAL SHEET | TOLE TRANSFORMATEUR | CHAPA TRANSFORMADOR | PZ | 41.5
99924005 |  | LAMIERA INTERRUTT + FUS (LAS) | BLECH SCHALTER + SICHER. (LAS) | SWITCH + FUSE PLATE (LAS) | TOLE INTERR.+ FUS. | CHAPA INTERR. + FUS. | PZ | 47.5
99924019 |  | LAMIERA CARTER SOTTOSPOR (VER) | BLECH ABD. UNT. KLAP. (LACK.) | UNDERDOOR CARTER PLATE (PAINT) | TOLE CARTER SOUSPORTE (VERN) | CHAPA CARTER BAJOPUERTA (PINT) | PZ | 53.5
99924022 |  | COFANO LATO POLTR (VERN) | HAUBE P.ST.SEITE (LACK.) | SEAT SIDE CARTER (PAINT) | CARTER COTE FAUT. (VERN) | CARTER LADO SILLON (PINT) | PZ | 116
99924023 |  | LAMIERA COPERT SCORRIM (VERN) | BLECH SCHIEBEDECKEL (LACK.) | SLIDING COVER PLATE (PAINT) | TOLE COUV.DEFIL. (VERN) | CHAPA COUB.DESLICE (PINT) | PZ | 83.5
99924027 |  | CARTER LATO BRACCIO (VERN) | ABDECK. ARMSEITE (LACK.) | ARM SIDE CARTER (PAINT) | CARTER COTE BRAS (VERN) | CARTER LATO BRAZO (PINT) | PZ | 135
99924032 |  | TELAIO SEDUTA (LAV) | SITZRAHMEN | SEAT CHASSIS (WASH) | CHASSIS ASSIS (LAV) | CHASIS ASIENTO (LAV) | PZ | 620
99924040 |  | LAMIERA SUPP SCHEDE IDRICO | HALTEBLECH W.EINH.-PLATINE | WATER BOARDS SUPP PLATE | TOLE SUPER.PLATINES HYDRIQUE | CHAPA SUPER.TARJETAS HIDRICO | PZ | 57.5
99924046 |  | PERNO BRACCIOLO | BOLZEN ARMLEHNE | ARMREST PIVOT | AXE ACCUDOIR | EJE REPOSABRAZOS | PZ | 63
99924063 |  | BLOCCHETTO FRIZIONE BRACCIOLO | ARMKUPPLUNGSBLOCK | ARMREST CLUTCH SMALL BLOCK | BLOC.FRICTION ACCUDOIR | BLOQUEO FRICCION REPOSABR. | PZ | 11.5
99924064 |  | LAMIERA MICRO CAMMA | BLECH MIKRO. NOCKEN | CAM MICRO METAL SHEET | TOLE MICRO CAMME | CHAPA MICRO LEVA | PZ | 15.5
99924065 |  | LAMIERA SANASPRAY | BLECH SANASPRAY | SANASPRAY METAL PLATE | TOLE SANASPRAY | CHAPA SANASPRAY | PZ | 45
99924066 |  | LAMIERA LAVAGGIO CANNULE | BLECH KANÜLENSPÜLUNG | CANNULAE WASHING PLATE | TOLE LAVAGE CANNULES | CHAPA LAVADO CANULAS | PZ | 24
99924073 |  | LAMIERA STRUMENTO DINAMICO | BLECH DYNAMISCHES INSTRUMENT | DYNAMIC TOOL PLATE | TOLE INSTRUMENT DYNAMIQUE | CHAPA INSTRUMENTO DINAMICO | PZ | 9.6
99924075 |  | LAMIERA SUPP SEP CATTANI TRC | HALTEBLECH ABSCH. CATTANI TRC | TRC CATTANI SEP. SUPP. PLATE | TOLE SUPP.SEPAR.CATTANI TRC | CHAPA SOP.SEPAR.CATTANI TRC | PZ | 20.5
99924076 |  | PERNO FISS LAMPADA LED-D | BEFESTIGUNGSBOLZEN LAMPE LED-D | LED-D LAMP FIXING PIVOT | AXE FIXE LAMPE LED-D | PERNO FIJO LAMP. LED-D | PZ | 14
99924077 |  | LAMIERA SUPP. SEPARATORI | HALTEBLECH. ABSCHEIDER | SEPARATORS SUPPORT PLATE | TOLE SUPPORT SEPARATEURS | CHAPA SOPORTE SEPARADORES | PZ | 19.5
99924079 |  | PIGNONE POTENZIOM Z16 M1,25 | RITZEL POTENTIOM. Z16 M1,25 | Z16 M1,25 POTENTIOM. SPROCKET | BARRE POTENT. Z16 M1,25 | BARRA POTENC. Z16 M1,25 | PZ | 17.5
99924116 |  | TAPPO D=3 MM | D=3 MM VERSCHLUSS | D=3 MM CAP | BOUCHON D=3 MM | TAPA D=3 MM | PZ | 4.8
99924117 |  | TAPPO D=4 MM | D=4 MM VERSCHLUSS | D=4 MM CAP | BOUCHON D=4 MM | TAPA D=4 MM | PZ | 4.8
99924118 |  | LAMIERA SEPARAT CATTANI | BLECH ABSCHEIDER CATTANI | CATTANI SEPARAT. METAL SHEET | TOLE SEPAR. CATTANI | CHAPA SEPAR. CATTANI | PZ | 21.5
99924142 |  | SUPPORTO SONDA SERB H2O2 | HALTER H2O2-BEHÄLTERSONDE | H2O2 TANK PROBE SUPPORT | SUPPORT SONDE RÉSERV H2O2 | SOPORTE SONDA DEPÓS H2O2 | PZ | 15.5
99924144 |  | ASS BIELLA PORTA-TRAY | EINH. PLEUEL TRAYTABLETT | TRAY-HOLDER ROD GR. | ENS. TIGE PORTE-TRAY | GR. BIELA PORTA-TRAY | PZ | 129
99924146 |  | ASS ROTELLA FOLLE | EINH. LOSRAD | NEUTRAL COG GROUP | ENS ROULETTE FOLLE | JUNTO RUEDA LIBRE | PZ | 14
99924169 |  | TAVOLETTA INTERN (VERN) | INTERNES ELEMENT (LACK.) | TABLE INTERN (PAINT) | TABLETTE INTERN (VERN) | BANDEJA INTERN (PINT) | PZ | 249
99924171 |  | LAMIERA TAMPONAM FULL INTERNAT | VERSCHL.BLECH FULL INTERNAT | INT FULL PLUGGING METAL SHEET | TOLE TAMPONN. FULL INTERNATION | CHAPA TAPON. FULLINTERNATION | PZ | 16
99924174 |  | SUPPORTO 6 STRUMENTO | HALTER 6 INSTRUMENT | TOOL 6 SUPPORT | SUPPORT 6 INSTRUMENT | SOPORTE 6 INSTRUMENTO | PZ | 64
99924175 |  | LAMIERA SUPP MICRO SIRINGA | MIKROTRAEGERBLECH SPRITZE | MICRO SYRINGE SUPP METAL SHEET | TOLE SUPP.MICRO SERINGUE | CHAPA SOP. MICRO JERINGA | PZ | 13.5
99924177 |  | BLOCCHETTO INTERFACCIA | SCHNITTSTELLEBLOCK | INTERFACE SMALL BLOCK | BLOC INTERFACE | BLOC INTERFAZ | PZ | 18.5
99924178 |  | PERNO PER MANIGLIA SMONTABILE | STIFT FUER ABNEHMNBAREN GRIFF | DEMOUNTABLE HANDLE PIVOT | AXE POUR POIGNEE DEMONTABLE | PERNO PARA ASA DESMONTABLE | PZ | 19
99924179 |  | LAMIERA SUPP CARTER | HALTEBLECH ABDECK. | CARTER SUPPORT METAL SHEET | TOLE SUPPORT CARTER | CHAPA SOPORTE CARTER | PZ | 24.5
99924183 |  | SUPPORTO PLASTICO APPLICAZIONI | HALTER AUS KUNSTST. APPL. | PLASTIC APPLICATIONS SUPPORT | SUPPORT PLASIQUE APLICATIONS | SOPORTE PLASTICO APLICACIONES | PZ | 53
99924184 |  | BRACCIO SUP SIDE DELIV (VERN) | OB.ARM SIDE DELIVERY (LACK) | DELIVERY SIDE SUPP ARM (PAINT) | BRAS SUP. SIDE DELIV. (VERN) | BRAZO SUP. SIDE DELIVE. (PINT) | PZ | 438
99924186 |  | LAMIERA BRACCIO SIDE DELIV | ARMBLECH SIDE DELIVERY | DELIVERY SIDE ARM PLATE | TOLE BRAS SIDE DELIVERY | CHAPA BRAZO SIDE DELIVERY | PZ | 22
99924187 |  | BOCCOLA DI BATTUTA | ANSCHLAGSLAGER | DRIVE BUSHING | DOUILLE FIN DE COURSE | COJINETE FINAL DE CARRERA | PZ | 14
99924196 |  | TAPPO NON APPL STRUM TAV INT | VERSCHL. FEHL. INST.TRÄG. INT | INT TAB INSTR NO-APPL CAP | BOUCHON NON APL.INSTR.TABL.INT | TAPA NO APLIC.INSTR.BAND.INT. | PZ | 6.5
99924217 |  | ATTACCO FISSO CONSOLLE AMBI | FESTER VERSCHL. CONSOLLE AMBI | AMBI CONSOLLE FIX COUPLING | ATTACHE FIXE CONSOLLE AMBI | ATAQUE FIJO CONSOLA AMBI | PZ | 53.5
99924227 |  | BRACCIO PORTATRAY (VERN) | TRAYTABLETT ARM (LACKIERT) | TRAY-HOLDER ARM (PAINT) | BRAS PORTETRAY (VERN) | BRASO PORTATRAY (PINT) | PZ | 91.5
99924229 |  | PERNO FISS PORTATRAY | BEFESTIGUNGSBOLZEN TRAYTABLETT | TRAY-HOLDER FIX. PIVOT | AXE FIXAGE PORTETRAY | PERNO SUJECION PORTETRAY | PZ | 20.5
99924312 |  | ASS COFANO SCHIEN CASTELLINI | CASTELLINI RUECKENL. ABD.GR. | CASTELLINI BACKREST CARTER GR. | ENS.CARTER DOSSIER CASTELLINI | JUNTO CARTER RESP. CASTELLINI | PZ | 116
99924313 |  | ASS COFANO SCHIEN STRETTO | ENGE RUECKENLEHNE ABD.GR. | TIGHT BACKREST CARTER GR. | ENS.CARTER DOSSIER ETROIT | JUNTO CARTER REPS. ESTRECHO | PZ | 101
99924314 |  | ASS COFANO SCHIEN LARGO | BREITE RUECKENLEHNE ABD.GR. | LARGE BACKREST CARTER GR. | ENS.CARTER DOSSIER LARGE | JUNTO CARTER RESP. ANCHO | PZ | 133
99924340 |  | ASS COFANO SCHIEN STERN | RÜCKENABDECKUNG GR. STERN | STERN BACKREST CARTER GR. | ENS.CARTER DOSSIER STERN | JUNTO CARTER RESP.STERN | PZ | 126
99924378 |  | ASS MAGNETE FRIZ ASTA APPOGGIA | TRAEGER MAGNET KUPPL.SSTAB GR. | HOLDER ROD FRICT MAGNET GR. | ENS.MAGNET FRIC.TIGE SOUTIEN | JUNTO MAGN.FRICC.BARRA APOYO | PZ | 17.5
99924392 |  | LAMIERA PROTEZ. SCHEDA SLIDE | SCHUTZABD.BLECH. SLIDE-PLATINE | SLIDE BOARD PROTECTION PLATE | TOLE PROTEC.PLATINE SLIDE | CHAPA PROTEC.TARJETA SLIDE | PZ | 14
99924394 |  | ARCO SCHIENALE (VERN) | RUECKENBOGEN (LACKIERT) | BACKREST ARC (PAINT) | ARCHE DOSSIER (VERN) | ARCO RESPALDO (PINT) | PZ | 600
99924401 |  | PERNO MOTORE SCHIENALE | ZAPFEN RÜCKENLEHNENMOTOR | BACKREST MOTOR PIVOT | AXE MOTEUR DOSSIER | PERNO MOTOR RESPALDO | PZ | 20
99924443 |  | SUPP BRACCIOLO NORDICO (VERN) | HALT.ARMLEHNE NORDICO (LACK.) | NORDIC ARMREST SUPPORT (PAINT) | SUPP.ACCUDOIR NORDIQUE (VERN) | SOP.REPOSABRAZOS NORDICO (PIN) | PZ | 312
99924475 | (**) | ASS STAFFA DX TRASP | GR. RE. TRANSP.-SCHELLE TRC | TRC TRANSP RIGHT BRACKET GR. | ENS.SUPP. DROIT TRANSP. TRC | JUNTO SOP.DERECHO TRANSP. TRC | PZ | 105
99924482 |  | PERNO SCHIENALI ALLUMINIO | BOLZEN RÜCKENLEHNEN ALUMINIUM | ALLUMINIUM BACKRESTS PIVOT | PIVOT DOSSIERS ALLUMINIUM | EJE RESPALDOS ALUMINIO | PZ | 6.1
99924485 |  | LAMIERINO FRIZIONE BRACCIOLO | KUPPUNGSBLECH ARMLEHNE | ARMREST FRICTION SHEET | TOLE FRICTION ACCUDOIR | CHAPA FRICCION REPOSABRAZOS | PZ | 4.6
99924492 |  | LAMIERA TELECAMERA A CASS | BLECH KAMERA AN KASTEN | INTERL BOX CAMERA SHEET METAL | TOLE CAMERA BOITE | CHAPA CAMARA CAJA | PZ | 17
99924493 |  | LAMIERA FASCETTA CAVO TRC | KLEMMSCHELLENBLECH KABEL TRC | TRC CABLE BAND PLATE | TOLE CABLE TRC | CHAPA CABLE TRC | PZ | 11
99924552 |  | CARTER SUPP TAV ASS (VERN) | ABDECK. HELF.E.HALTER (LACK.) | ASS MOD SUPP COVER (PAINTED) | CARTER SUPP TABL ASS (VERN) | CÁRTER SOP. BAND AUXIL (PINT) | PZ | 225
99924555 |  | ASS SOSTEGNO SCHIENALE SEGG 8 | EINH. STÜTZE RÜCKENL. SITZ 8 | SEAT BACKREST SUPPORT ASSY 8 | ENS.SOUTIEN DOSSIER TAB. 8 | JUN.APOYO RESP. TAB. 8 | PZ | 123
99924562 |  | PIASTRA SUPPORTO SEDILE | SITZHALTEPLATTE | SEAT SUPPORT PLATE | PLAQUE SUPP. ASSISE | PLACA SOP. ASIENTO | PZ | 131
99924569 |  | RONDELLA DI CHIUSURA (VERN) | VERSCHL.SCHZEIBE (LACK.) | CLOSING WASHER (PAINT.) | RONDELLE DE CLOT. (VERN) | ARANDELA DE SEGUR. (PINT) | PZ | 12.5
99924580 |  | ASS DOPPIA MOLLA DI FRIZIONE | EINH. DOPPELTE KUPPLUNGSFEDER | FRICTION DOUBLE SPRING UNIT | ENS. DOUBLE RESSORT FRICTION | GR. DOBLE MUELLE FRICCION | PZ | 22
99924606 |  | BOCCOLA D=6X3,2 L=8,5 | BUCHSE D=6X3,2 L=8,5 | D=6X3,2 L=8,5 BUSHING | DOUILLE D=6X3,2 L=8,5 | CASQUILLO D=6X3,2 L=8,5 | PZ | 8.9
99924609 |  | PROL BRACCIO FISSO CONT (VERN) | VERL. FEST. ARM CONT (LACK.) | CONT FIXED ARM EXTENS (PAINT) | RALL.BRAS FIXE CONT (VERN) | PROL.BRAZO FIJO CONT (PINT) | PZ | 336
99924611 |  | ELEMENTO CHIAVETTA FINE CORSA | ELEM. PASSF. ENDANSCHLAG | KEY ELEMENT END STOP | ÉLÉMENT CLÉ FIN DE COURSE | ELEMENTO CHAVETA FINAL CARRERA | PZ | 11.5
99924612 |  | SETTORE PER FINE CORSA BRACCIO | BEREICH FÜR ENDSCHALTER ARM | ARM LIMIT SWITCH SEGMENT | SECTEUR FIN COURSE BRAS | SECTOR FIN CARRERA BRAZO | PZ | 24
99924630 |  | RONDELLA ARRESTO MOTORE SOLLEV | STOPP-SCHEIBE HEBEMOTOR | LIFTING ENGNIE STOP WASHER | ROND. ARRET MOTEUR SOULEV. | ARAND. PARO MOTOR LEVANT. | PZ | 7.1
99924634 |  | LAMIERA TAMP POLTR SING (VERN) | VERSCH.BLECH EINZ. P.ST (LACK) | SING SEAT TAMPO PLATE (PAINT) | TOLE TAMP. FAUT. SING (VERN) | CHAPA TAMP.SILLON SING. (PINT) | PZ | 38
99924640 |  | LAMIERA COPERT SCHEDA IGIENE | DECKELBLECH HYGIENE-PLATINE | HYGIENE BOARD COVER PLATE | TOLE COUV.PLATINE HYGIENE | CHAPA COB.TARJETA HIGIENE | PZ | 32.5
99924641 |  | PERNO SUPP TAV MEDICO | BOLZEN HALTER INSTR.TRÄGER | DOCT MODULE SUPPORT PIVOT | AXE SUPP. TABL. PRATICIEN | EJE SOPORTE BAND. MEDICO | PZ | 47.5
99924647 |  | LAMIERA DI BLOCCAGGIO | SPERRBLECH | LOCKING METAL SHEET | TÔLE DE BLOCAGE | CHAPA DE BLOQUEO | PZ | 9.5
99924671 |  | ASS BRACC FISSO TAV MED (VERN) | EINH. FEST. ARM INST.T. (LACK) | DOC MODUL FIXED ARM GR (PAINT) | ENS. BRAS FIXE CONT (VERN) | JUNTO BRAZO FIJO CONT (PINT) | PZ | 389
99924674 |  | GRANO DI FRIZIONAMENTO | ABDÄMPFSTIFT | FRICTION GRUB SCREW | GRAIN DE FRICTIONNEMENT | GRANO DE FRICCIONAMIENTO | PZ | 13.5
99924675 |  | PROL BRACCIO FISSO CONT (VERN) | VERL. FEST. ARM CONT (LACK.) | CONT FIXED ARM EXTENS (PAINT) | RALL. BRAS FIXE CONT. (VERN) | EXTEN. BRAZO FIJO CONT. (PINT) | PZ | 302
99924678 |  | PROL BRACCIO FISSO INT (VERN) | VERLÄNG. FEST. ARM INT (LACK.) | INT FIXED ARM EXTENS (PAINT) | RALL.BRAS FIXE INT (VERN) | PROL.BRAZO FIJO INT (PINT) | PZ | 390
99924680 |  | PROL BRACCIO FISSO INT (VERN) | VERLÄNG. FEST. ARM INT (LACK.) | INT FIXED ARM EXTENS (PAINT) | RALL. BRASO FIXE INT. (VERN) | EXTEN. BRAZO FIJO INT. (PINT) | PZ | 330
99924684 |  | ASS BRACCIO ORIZZ CRIC (VERN) | EINH. HORIZ. ARM CRIC (LACK.) | JACK HORIZ. ARM GROUP (PAINT) | ENS. BRAS HOR. CRIC (VERN) | JUNTO BRAZO HOR. CRIC (PINT) | PZ | 285
99924692 |  | PERNO ANTI APERTURA | ÖFFNUNGSCHUTZSTIFT | ANTI OPENING PIVOT | AXE ANTI-OUVERTURE | EJE ANTI-APERTURA | PZ | 9.9
99924695 |  | COLLARE PER TAPPO IDRICO | SCHELLE FUER W.E. -VERSCHLUSS | COLLARE PER TAPPO IDRICO | FERMETURE POUR BOUCH.HYDRIQUE | CIERRE POR TAPA HIDRICO | PZ | 13.5
99924700 |  | LAMIERA SICUREZZA (VERN) | SICHERHEITSBLECH (LACK.) | SAFETY METAL SHEET (PAINT) | TOLE SECURITE (VERN) | CHAPA SEGURIDAD (PINT) | PZ | 66
99924703 |  | LAMIERA SUPP EV SIRINGA | HALTEBLECH MV SPRITZE | SYRINGE SV SUPP METAL SHEET | TÔLE SUPP ÉV SERINGUE | CHAPA SOP EV JERINGA | PZ | 9.5
99924704 |  | LAMIERA SUPP CONVOGL CANNULE | HALTEBLECH LEIT. KANÜLEN | SUCTION TUBE CONV METAL SHEET | TÔLE SUPP CONDU CANULES | CHAPA SOP TRANSPOR CÁNULAS | PZ | 14.5
99924705 |  | DISTANZ FISS CARTER SD | DISTANZ. BEFEST. ABDECK. SD | SD CARTER FIXING SPACER | ENTRET. FIXE CARTER SD | DISTANC. FIJO CARTER SD | PZ | 7.5
99924706 |  | LAMIERA FISS CARTER SD | BEFEST.BLECH ABDECK. SD | SD CARTER FIXING METAL SHEET | TOLE FIXE CARTER SD | CHAPA FIJA CARTER SD | PZ | 12
99924713 |  | TAPPO NON APPL PALO LAMP (VERN | VERSCHL. FEHL. LAMP.ST. (LACK. | LAMP POST NON-APP CAP (PAINT.) | BOUCH. NON APPL POT.LAMP(VERN) | TAPÓN NO APL PALO LÁMP (PINT) | PZ | 52.5
99924723 |  | LAMIERA SUPP PULSANTE | HALTEBLECH TASTE | BUTTON SUPPORT SHEET METAL | TOLE SUPP. BOUTON | CHAPA SOP. BOTON | PZ | 35
99924725 |  | LAMIERA PASSACAVO PEDALE | BLECH KABELFÜHRUNG PEDAL | FOOT CONTROL CABLE ENTRY PLATE | TOLE PASSECABLE PEDALE | CHAPA PASACABLE PEDAL | PZ | 7.7
99924729 |  | LAMIERA SUPP IMPIANTI | HALTEBLECH ANLAGEN | IMPLANTS SUPP PLATE | TOLE SUPP. IMP. | CHAPA SOP. IMP. | PZ | 15.5
99924736 |  | LAM SUPP SCHEDA MULTIMEDIA | STÜTZBL. MULTIMEDIA-PLATINE | MULTIM. BOARD SUPP SHEET METAL | TOLE SUPP. PLAT. MULTIMEDIA | CHAPA SOP. TARJ. MULTIMEDIA | PZ | 18
99924747 |  | LAMIERA FUSIBILE (LAS) | BLECH SICHER. (LAS) | FUSE METAL SHEET (LAS) | TOLE FUSIBLE (LAS) | CHAPA FUSIBLE (LAS) | PZ | 44
99924751 |  | ASS CARTER DX SEDUTA | EINH. ABDECK. RE SITZ | SEAT RIGHT CARTER UNIT | ENS.CARTER DROIT ASSISE | JUN.CARTER DERECHO ASIENTO | PZ | 156
99924766 |  | DISTANZIALE APPL BOTTIGLIA A | DISTANZST. APPL. FLASCHE AN | BOTTLE A APPL SPACER | ENTRETOISE APPL BOUTEILLE A | DISTANCIADOR APL BOTELLA A | PZ | 108
99924772 |  | LAM SUPP GR BIO E SCHEDA | STÜTZBL. GR. BIO. UND PLATINE | BIO GR AND BOARD SUP SHEET MET | TOLE SUPP. GR. BIO ET PLATINE | CHAPA SOP.GR. BIO Y TARJETA | PZ | 26.5
99924775 |  | LAM SUPP POMPA PERIST (VERN) | STÜTZBL. PERIST.PUMPE (LACK.) | PERIST PUMP SUPP SHEET (PAINT) | TOLE SUPP. POMPE PERIST.(VERN) | CHAPA SOP.BOMBA PERIST. (PINT) | PZ | 80.5
99924781 |  | ASS LAMIERA CAMMA | EINH. NOCKENBLECH | CAM PLATE GROUP. | ENS TÔLE CAME | JUNTO CHAPA LEVA | PZ | 39
99924813 |  | PERNO PANTOGRAFO SUPERIORE | BOLZEN PANTOGRAPH OBEN | UPPER PANTOGRAPH PIVOT | AXE PANTOGR. SUPERIEUR | EJE PANTROG. SUPERIOR | PZ | 53
99924854 |  | SPESSORE BASE POLTRONA | PASSSCHEIBE BASIS P.STUHL | SEAT BASE SPACER | EPAISSEUR BASE FAUTEUIL | ESPESOR BASE SILLON | PZ | 12
99924859 |  | PERNO BLOCCO ROTAZ BRACCIO | SPERRBOLZEN ARMDREHUNG | ARM ROTAT BLOCK PIVOT | AXE BLOQUE ROT. BRAS | EJE BLOQUEO ROT. BRAZO | PZ | 33
99924879 |  | PERNO PER TRAY A BACINELLA | SPEISCHALE TABLETT STIFT | CUSPIDOR TRAY PIVOT | AXE POUR TRAY CRACHOIR | EJE PARA TRAY ESCUPIDERA | PZ | 111
99924903 |  | LAMIERA CONNESSIONE CART CHIR | CHIRURG SCHUTZ VERBIND BLECH | SURGICAL CART CONNECTION SHEET | TOLE CONNEX. CART CHIR. | CHAPA CONEXION CART QUIRURGICO | PZ | 62.5
99924910 |  | LAMIERA ANTIRIBAT CART (VERN) | CART UEBERROLL BLECH (LACK) | CART ANTI-ROLL SHEET (PAINT) | TOLE ANTIREVERSEM. CART (VERN) | CHAPA ANTIVOLCADO CART (PINT) | PZ | 112
99924913 |  | COFANO POST INF CART (VERN) | CART UNT HINTER SCHUTZ (LACK) | CART LOWER BACK COVER (PAINT) | CARTER POST. INFER. CART (VERN | CARTER POST. INFER. CART (PINT | PZ | 65
99924918 |  | LAMIERA SUPPORTO SCHEDA ALIM | NETZTEIL PLATINE ABST. BLECH | POWER SUPPLY BOARD SUPP SHEET | TOLE SUPPORT PLATINE ALIM. | CHAPA SOPORTE TARJETA ALIM. | PZ | 12.5
99924921 |  | RACC NIPPLO 1,5X3,17-2X4 | NIPPLO VERBINDUNG 1,5X3,17-2X4 | NIPPLO CONNECTOR 1,5X3,17-2X4 | RACCORD NIPPLO 1,5X3,17-2X4 | CONEX. NIPPLO 1,5X3,17-2X4 | PZ | 7.3
99924922 |  | COFANO CASSETTA CART (VERN) | CART KASTEN SCHUTZ (LACKIERT) | CART BOX COVER (PAINT) | CARTER BOITE CART (VERN) | CARTER CAJA CART (PINT) | PZ | 322
99924929 |  | CONVOGLIATORE ACQUA EV BICCH | WASSER EV GLAS FOERDERANLAGE | WATER EV GLASS CONVEYOR | CONVOYEUR D'EAU EV VERRE | TRANSPORTADOR AGUA EV VASO | PZ | 44.5
99924935 |  | LAM 1 SUPP CONVOGL ACQUA | WASS FOERDERANL ABST BLECH 1 | WATER CONVEYOR SUPP SHEET 1 | TÔLE 1 SUPPORT DE CONVOY. EAU | CHAPA 1 SOPORTE TRANSPORT AGUA | PZ | 12.5
99924936 |  | LAM 2 SUPP CONVOGL ACQUA | WASS FOERDERANL ABST BLECH 2 | WATER CONVEYOR SUPP SHEET 2 | TÔLE 2 SUPPORT DE CONVOY. EAU | CHAPA 2 SOPORTE TRANSPORT AGUA | PZ | 11.5
99924940 |  | GHIERA PER TUBO PTFE 2,7X4MM | NUTMUT. F. PTFE-SCHL. 2,7X4 MM | PTFE 2,7X4MM TUBE FERRULE | BAGUE POUR TOUYAU PTFE 2,7X4MM | CASQ PARA TUBO PTFE 2,7X4MM | PZ | 4.5
99924988 |  | MANICOTTO SCARICO ARIA | MUFFE ENTLÜFTUNG | AIR DISCHARGE HOSE | TUYAU DECHARGE AIRE | TUBO DESCARGA AIRE | PZ | 40.5
99925250 | (**) | CHIAVE PER GHIERA | SCHLÜSSEL FÜR STELLRING | TIGHTENING RING KEY | CLE SERRE BAGUE | LLAVE APRETA MUELLE | PZ | 30
99925464 |  | MOLLA L=60 S=0,5 | FEDER L=60 S=0,5 | SPRING L=60 S=0,5 | RESSORT L=60 S=0,5 | MUELLE L=60 S=0,5 | PZ | 12.5
99925480 |  | PERNO BRACCIOLO | ARMLEHNE ZAPFEN | ARMREST STUD | PIVOT ACCOUDOIR | PERNO APOYABRAZOS | PZ | 52
99925481 |  | ASS. INTERFACCIA BRACCIOLO | ARMLEHNE INTERFACE GR. | ARMREST INTERFACE GROUP | GR. INTERFACE ACCOUDOIR | GRUPO INTERFAZ BRAZO | PZ | 28
99925490 |  | PALO LAMPADA 915 MM | GR. LAMPENSAEULE 915 MM | ASS. LAMP POST 915MM | ENS. POLE LAMPE 915MM | GR. PALO LÁMPARA 915 MM | PZ | 250
99925504 |  | TAPPO NON APPL LAMPADA (VERN) | STOPFEN BEI FEHLENDER LAMPE(L) | NON APPLIC CAP LAMP (PAINT) | BOUCHON NO APPL. LAMPE (PEINT) | TAPA NO APPL. LÁMPARA | PZ | 56.5
99925506 |  | TAPPO IDRICO SINGOLO (VERN) | W.E.-EINZELSTOPFEN (LACKIERT) | SINGLE HYDRIC CAP (PAINTED) | BOUCHON HYDR. SING.(PEINT) | TAPA HÍDRICO INDIVIDUAL | PZ | 42.5
99925551 |  | RACC TUBO 3X5MM CON OR | ANSCHLUSS SCHL. 3X5MM MIT OR | TUBE PLUG 3X5MM WITH OR | RACCORD TUYAU 3X5MM AVEC OR | TUBO DE MONTAJE 3X5MM CON OR | PZ | 3.3
99925581 |  | LAMIERA INF SUPP TAV ASSIST | STÜTZBLECH UNT. HELF.ELEMENT | ASS MOD SUPP LOWER METAL SHEET | TOLE INF. SUPP. TABL.ASSISTANT | CHAPA INF. SOP. BAND. ASISTENT | PZ | 10
99925583 |  | LAM NEGATOSCOPIO TAV PROF(VERN | BLECH RÖNT.B. PROF.EL. (LACK | P.TAB. X-RAY VIEW. M.SH. PAINT | TÔLE NÉGATOSC TABL PROF (VERN) | CHAPA NEGATOSC. BAND PROF(PINT | PZ | 26
99925584 |  | LAM NEGATOSCOPIO TAV MED (VERN | BLECH RÖNT.B. INSTR.TR. (LACK | IN.TAB X-RAY VIEW. M.SH. PAINT | TÔLE NÉGATOSC TABL PRAT (VERN) | CHAPA NEGATOSC. BAND MÉD (PINT | PZ | 17
99925604 |  | SUPP BRACCIO TAV MED AMBI | BEIDHÄ ARZT TÄF ARM ABSTÜTZUNG | AMBIDEX MED TAB ARMREST SUPP | SUPPORT BRAS TABL.PRAT.AMBI | SOPORTE BRAZO TAB MED AMBID | PZ | 410
99925612 |  | ASS BRACCIO FISSO TAV MED CP | GR. CP ARZT TÄFELCHEN FEST ARM | CP MED TABL FIXED ARMREST GR. | ENS.BRAS FIXE TABL.PRATIC. CP | GR. BRAZO FIJO TABL MEDICO CP | PZ | 369
99925617 |  | PERNO BRACCIO FISSO (VERN) | FESTER ARM BOLZEN (LACK) | FIXED ARMREST PIVOT (PAINTED) | PIVOT BRAS FIXE (VERNI) | PIVOTE BRAZO FIJO (PINTADO) | PZ | 99
99925621 |  | PERNO BRACCIO FISSO RS AMBI | BEIDHÄ. RS FEST ARM DREHPUNKT | AMBIDEX RS FIXED ARMREST PIVOT | PIVOT BRAS FIXE RS AMBI | PIVOTE BRAZO FIJO RS AMBIDEX | PZ | 293
99925626 |  | SUPPORTO BRACCIO TAV ASSIST | ASSIST TÄFEL ARM ABSTÜTZUNG | ASSIST TABL ARMREST SUPP | SUPPORT BRAS TABL.ASSIST. | SOPORTE BRAZO TABL ASISTENTE | PZ | 48
99925627 |  | PERNO SNODO BRACCIO TAV ASSIST | ASSIST TÄF ARM GELENKBOLZEN | ASSIST TAB ARMREST JOINT PIVOT | PIVOT ARTIC.BRAS TABL.ASSIST. | PERNO JUNTA BRAZO TAB ASIST | PZ | 149
99925628 |  | BRACCIO INCL TAV ASSIST (VERN) | ASSIST TÄF GENEIGT ARM (LACK) | ASSIS TABL INCL ARMREST(PAINT) | BRAS INCL.TABL.ASSIST.(VERNI) | BRAZO INCL TABL ASIST (PINT) | PZ | 289
99925631 |  | FINECORSA ROTAZ IDRICO | WASSER DREHUNG ENDANSCHLAG | LIMIT SWITCH HYDRIC ROTATION | FIN DE COURSE ROTAT.HYDRIQUE | FIN DE CARRERA ROTACCION IDRIC | PZ | 8.1
99925632 |  | BRACCIO INF TAV ASSIST (VERN) | ASSIST TÄFEL UNTERARM (LACK) | ASSIST TAB INF ARMREST (PAINT) | BRAS INF.TABL.ASSIST.(VERNI) | BRAZO INF TABL ASIST (PINT) | PZ | 348
99925645 |  | LAMIERA SUPP BOTTIGLIA | FLASCHE HALTER BLECH | BOTTLE SUPPORT PLATE | TOLE SUPPORT BOUTEILLE | LAMINA SOPORTE BOTELLA | PZ | 28
99925646 |  | STAFFA SEPARATORE CATTANI | CATTANI SEPARATOR HAKEN | CATTANI SEPARATOR CLAMP | BRIDE SEPARAT.CATTANI | SOPORTE SEPARADOR CATTANI | PZ | 22
99925647 |  | COFANO IDRICO FRONTALE | FRONTAL WASSERSCHUTZ | FRONTAL HYDRIC COVER | CARTER HYDRIQUE FRONTAL | CARTER HÍDRICO FRONTAL | PZ | 216
99925648 |  | BOCCOLA ROTAZ IDRICO | WASSERDREHUNG BUCHSE | HYDRIC ROTATION JOURNAL BOX | BAGUE ROTATION HYDRIQUE | PENDIENTE ROTACION HIDRICA | PZ | 110
99925688 |  | LAMIERA FISS CASS ALLACC | ABBINDUNG KASTEN BEFEST. BLECH | CONNECTION BOX FIXING FOIL | TOLE FIXAGE BOITE AU SOL | LÁMINA FIJAC CAJA CONEXIÓN | PZ | 12.5
99925689 |  | SNODO SUPP IDRICO (VERN) | WASSERABSTÜTZUNG GELENK (LACK) | HYDRO-SUPPORT JUNCTION (VERN) | ARTIC.SUPP.HYDRIQUE (VERNI) | NUDO SUPORTE HIDRICO (VERN) | PZ | 262
99925691 |  | ANGOLARE CENTRALINA | WINKELPROFIL STEUERUNG | CONTROL UNIT ANGLE BRACKET | CORNIERE UNITE | ANGULAR UNIDAD | PZ | 13
99925694 |  | FORCELLA SUPP BRACC IDR (VERN) | WASSERARM ABSTÜTZ GABEL (LACK) | SUPPORT-FORK HIDRIC ARM (VERN) | FOURCHE SUPP.BRAS HYDR.(VERNI) | HORQUILLA SUP BRAZO HIDR (VERN | PZ | 257
99925698 |  | SUPPORTO POTENZIOMETRO | STUETZE POTENTIOMETER | POTENTIOMETER SUPPORT | SUPPORT POTENTIOMETRE | SUPORTE POTENCIOMETRO | PZ | 17
99925699 |  | BRACCIO LUNGO SOST IDR (VERN) | WASSER AUST LANGER ARM (LACK) | LONG ARM HYDRIC SUPPORT (VERN) | BRAS LONG SUPP.HYDR.(VERNI) | BRAZO LARGO SUP HIDRICO (VERN) | PZ | 432
99925702 |  | ROND RASAM DE110 DI92 | ANPASSSCHEIBE DE110 DI92 | FLAT WASHER DE110 DI92 | RONDELLE RASAM DE110 DI92 | ARANDELA DE AJUSTE DE110 DI92 | PZ | 20
99925703 |  | LAMIERINO CHIUS ATTACCO (VERN) | ABSTELLUNG ANSATZ BLECH (LACK) | CLOSING JOINT SHEET (PAINT) | TOLE FERMETURE JOINT (VERNI) | LAMINA CIERRA JUNTA (PINT) | PZ | 5.9
99925706 |  | LAMIERA SUPP MICRO SICUREZZA | MIKRO-SICHER. ABSTÜTZUNG BLECH | MICRO SECURITY SUPPORT PLATE | TOLE SUPPORT MICRO SURETE | LAMINA METAL SUP MICRO SEGURID | PZ | 11
99925712 | (**) | CHIAVE PER GHIERA 25X1,5 | NUTMUTTER SCHLUSSEL 25X1,5 | KEY FOR FERRULE 25X1,5 | CLEF A DOUILLE 25X1,5 | LLAVE PARA ABRAZADERA 25X1,5 | PZ | 55
99925723 |  | LAMIERA SUPP. SEPARATORI | SEPARATOREN ABSTÜTZUNG BLECH | FOIL SUPPORT SEPARATORS | TOLE SUPPORT SEPARATEURS | PLACA SUPORTE SEPARATORES | PZ | 21.5
99925732 |  | NOTTOLINO BLOCCAGG SUPP IDRICO | WASSERREIS ABST. BLOCK. KLINKE | LOCK OFF PAWL HYDRIC SUPPORT | CLIQUET BLOCAGE SUPP.HYDR. | PESTILLO BLOQUEO SOP HIDRICO | PZ | 9.6
99925880 |  | DISTANZIALE M5 MF L11.5 | ABSTANDSTUECK M5 MF L11.5 | M5 MF L11.5 SPACER | ESPACEUR M5 MF L11.5 | DISTANCIAL M5 MF L11.5 | PZ | 8.9
99926112 |  | RACCORDO PER TUBO | ROHR VERBINDUNG | TUBE CONNECTOR | RACCORD POUR TUYAU | CONEXION PARA TUBO | PZ | 1
99926143 |  | PARTE ANTERIORE PIEZO LED | VORDERTEIL PIEZO LED | LED PIEZO FRONT PART | PARTIE AVANT PIEZO LED | PARTE DELANTERA PIEZO LED | PZ | 27
99926144 |  | PARTE ANTERIORE MANIP.PIEZO | VORDERTEIL HANDSTUCK PIEZO | ANTER PART PIEZON HANDPIECE | PART ANTER PIECE A MAIN PIEZO | PARTE ANTER PIEZA DE MANO PIEZ | PZ | 32.5
99926376 |  | PUNTA TIPO C1S | BOHRERSPITZE C1S | TIP MODEL C1S | INSERT TYPE C1S | PUNTA TIPO C1S | PZ | 65
99926377 |  | PUNTA TIPO C2S | BOHRERSPITZE C2S | TIP MODEL C2S | INSERT TYPE C2S | PUNTA TIPO C2S | PZ | 65
99926378 |  | PUNTA TIPO P1S | BOHRERSPITZE P1S | TIP MODEL P1S | INSERT TYPE P1S | PUNTA TIPO P1S | PZ | 65
99926379 |  | PUNTA TIPO C4S | BOHRERSPITZE C4S | TIP MODEL C4S | INSERT TYPE C4S | PUNTA TIPO C4S | PZ | 65
99926404 |  | PUNTA TIPO SC7 | SPITZE TYP SC7 | SC7 TYPE TIP | EMBOUT TYPE SC7 | PUNTA TIPO SC7 | PZ | 140
99926410 |  | PUNTA TIPO SC14 | SPITZE TYP SC14 | SC14 TIP | INSERT TYPE SC14 | PUNTA TIPO SC14 | PZ | 140
99926471 |  | GHIERA ANTERIORE | VORDERZWINGE | FORWARD FERRULE | EMBOUT ANTERIEUR | CONTERA ANTERIOR | PZ | 11
99927001 |  | BRACCIO SUPP. RIUNITO | TRAEGERARM EINHEIT | UNIT SUPP. ARM | BRAS SUPP. UNITE DE SOIN | BRAZO SOPORTE EQUIPO | PZ | 640
99927015 |  | LAMIERA SUPP. EV IDRICO | HALTEBLECH. MV W.EINH. | HYDRIC EV SUPPORT SHEET METAL | TÔLE SUPP. ÉV GROUPE HYDRIQUE | CHAPA SOP. EV GR.HÍDRICO | PZ | 11
99927019 |  | LAMIERA SUPP. LAV. CANNULE | TRAEGERBLECH KANULENWASCH | PIPE WASHING SUPP. PLATE | PLAQUE SUPP. LAVAGE CANNULES | CHAPA SOPORTE LAVADO CANULAS | PZ | 27.5
99927026 |  | SNODO POSTERIORE | HINTERES GELENK | REAR JOINT | ARTICULAT. ARR. | ARTICULACIÓN TRASERA | PZ | 109
99927041 |  | TAPPO D=40MM DELRIN | VERSCHLUSS D=40MM DELRIN | CAP D=40MM DELRIN | BOUCHON D=40MM DELRIN | TAPON D=40MM DELRIN | PZ | 12
99927065 |  | PERNO BIELLA PORTATRAY SU | PLEUELSTIFT TABLETT-TRAEGER | TRAY-HOLDER ROD PIVOT | PIVOT TIGE PORTE-PLATEAU | PIVOT BIELA CONSOLA AUXILIAR | PZ | 44.5
99927066 |  | CARTER BIELLA PORTATRAY | PLEUELGEHAEUSE TABLETT-TRAEGER | TRAY-HOLDER ROD CARTER | CARTER TIGE PORTE-PLATEAU | CARCASA BIELA CONSOAL AUXILIAR | PZ | 204
99927069 |  | LAMIERA ORIENTAMENTO FILTR | [S2_BLEICH AUSRICHTUNG FILT. | FILTER POSITIONING MET PLATE | TÔLE ORIENTAT. FILTRE | CHAPA ORIENTACIÓN FILTR | PZ | 16.5
99927077 |  | LAMIERA SUPP SEPARATORI | HALTEBLECH ABSCHEIDER | SEPARATOR SUPP METAL SHEET | TOLE DE SUPPORT SEPARATEURS | CHAPA SUPERIOR SEPARADORES | PZ | 29
99927123 |  | LAMIERA SUPP. POMPA PERIST. | HALTEBLECH. PERIST.PUMPE | PERIST. PUMP PLATE SUPPORT | PLAQUE SUPPORT POMPE PERISTALT | CHAPA SUPORTE BOMBA PERISTALT. | PZ | 54.5
99927124 |  | ASTA PORTA FLEBO | INFUSIONSFLASCHENSTANGE | I.V HOLDER | TIGE PORTE-PERFUSION | BARRA PARA GOTA A GOTA | PZ | 88
99927125 |  | ASTA 6 STRUMENTO SPRIDO | STANGE 6. INSTUMENT SPRIDO | SPRIDO INSTRUMENT 6 ROD | LEVIER 6 INSTR. SPRIDO | BARRA 6 INSTRUMENTO SPRIDO | PZ | 28
99927135 |  | VITE FISS. IMBOTT. SEDILE | SPEZIALSCHRAUBE FUER POLSTER | SCREW FISS. IMBOTT. SEAT | VIS FISS. IMBOTT. ASSISE | TORNILLO FISS. IMBOTT. ASIENTO | PZ | 6.8
99927156 |  | MANIGLIA MONITOR (VERN) | GRIFF MONITOR (LACK) | MONITOR HANDLE | POIGNEE MONITOR (VERNI) | MANIJA MONITOR (PINTADO) | PZ | 129
99927229 |  | GUIDA DX LAVORATA | RECHTS GEARBEITE SCHIENE | RIGHT SLIDER | GLISSIERE DROITE | GUIA DRCHA TALLADA | PZ | 35.5
99927230 |  | GUIDA SX LAVORATA | LINKS GEARBEIT SCHIENE | LEFT SLIDER | GLISSIERE GAUCHE | GUIA IZQUIERDA TALLADA | PZ | 35.5
99927300 |  | SUPPORTO TAVOLETTA CP | HALTER INSTR.T. CP | CP TABLE SUPPORT | SUPPORT TABLETTE CP | SOPORTE BANDEJA CP | PZ | 250
99927308 |  | PERNO CONTRASTO TIRANTE | BOLZEN ZUGSTANGENKONTRAST | TIE ROD CONTRAST PIN | PIVOT CONTRASTE TIRANT | PERNO CONTRASTE TIRANTE | PZ | 5.7
99927311 |  | PERNO REGOLAZIONE TIRANTE | ZUGSTANGENSTELLBOLZEN | TIE ROD ADJUSTMENT PIN | PIVOT RÉGLAGE TIRANT | PERNO AJUSTE TIRANTE | PZ | 5.8
99927317 |  | VITE FISS. FRENO PNEUMATICO | BEFESTIGUNGSSCHRAUBE PN. BRE | PNEUM. BRAKE FASTENING SCREW | VIS FIXAGE FREIN PNEUM. | TORNILLO FIJACION FRENO NEUMAT | PZ | 14.5
99927320 |  | VITE FISS. PERNO REGOLAZ. | SCHRAUBE BEFEST. JUSTIERST. | ADJUST. PIN FIX. SCREW | VIS FIX. PIVOT RÉGLAG. | TORNILLO FIJ. PERNO REGULAC. | PZ | 6.1
99927321 |  | VITE REGOLAZIONE TIRANTE | JUST.SCHR. F. ZUGSTANGE | TIE ROD ADJUSTMENT SCREW | VIS RÉGLAGE TIRANT | TORNILLO AJUSTE TIRANTE | PZ | 4.4
99927322 |  | BOCCOLA FRIZ. SNODO POST. | BUCHSE KUPPL. GELENK HINT. | REAR JUNCTION FRICTION BUSH | DOUILLE FRICC. ARTIC. POST. | COJ. FRICC. ARTIC. POST. | PZ | 34
99927332 |  | SUPPORTO TAVOLETTA RS | RS TRAEGER AUFLAGE | RS MODULE SUPPORT | SUPPORT DE TABLETTE RS | SOPORTE BANDEJA RS | PZ | 188
99928005 |  | LAMIERA SUPP SCHEDE | PLATINENHALTERBLECH | LAMIERA SUPP SCHEDE | TOLE SUPPORT PLATINES | CHAPA SOPORTE TARJETAS | PZ | 146
99928006 |  | LAMIERA DI SEPARAZIONE | TRENNUNGSBLECH | SEPARATING METAL SHEET | TOLE DE SEPARATION | CHAPA DE SEPARACION | PZ | 42.5
99928071 |  | ASS LAMIERA LATO BRACCIO | BLECHGR. ARMSEITE | ASS LAMIERA LATO BRACCIO | ENS. TOLE COTE BRAS | CONJ. CHAPA LADO BRAZO | PZ | 304
99928089 |  | LAMIERA SCHEDA RX INTEGR TRC | LAMIERA SCHEDA RX INTEGR TRC | LAMIERA SCHEDA RX INTEGR TRC | LAMIERA SCHEDA RX INTEGR TRC | LAMIERA SCHEDA RX INTEGR TRC | PZ | 31
99928093 |  | LAMIERA SUPP EV IDRICO COLONNA | HALTERBLECH MV W.E. SAEULE | LAMIERA SUPP EV IDRICO COLONNA | TOLE SUPER. EV HYDRIQUE COLOMN | CHAPA SUP. EV HIDRICO COLUMNA | PZ | 3.5
99928094 |  | LAMIERA MICRO CAMMA | BLECH NOCKENMIKROSCHALTER | MICRO CAM METAL SHEET | TOLE MICRO CAMME | CHAPA MICRO LEVA | PZ | 17
99928106 |  | FLANGIA BRACCIO FISSO | FLANSCH FESTES ARMS | FIXED ARM FLANGE | BRIDE BRAS FIXE | BRIDA BRAZO FIJO | PZ | 49.5
99928111 |  | BRACCIO FISSO CONT STERN (VERN | FESTER ARM CONT STERN (LACK) | STERN CONT FIXED ARM (PAINT) | BRAS FIXE CONT. STERN (VERN) | BRAZO FIJO CONT. STERN (PINT) | PZ | 675
99928116 |  | BRACCIO FISSO INT STERN (VERN) | FESTER ARM INT STERN (LACK) | STERN INT FIXED ARM (PAINT) | BRAS FIXE INT. STERN (VERN) | BRAZO FIJO INT. STERN (PINT) | PZ | 770
99928118 |  | LAMIERA TAMPONAM SUPP TAV | BLECH VER.HELFERINELEM.-HALTER | MODULE SUPP INFILL SHEET | TOLE TAMPONN. SUPER. TABL. | CHAPA TAMPON. SUPER. BAND. | PZ | 5
99928137 |  | LAMIERA SUPP SEPARATORI | LAMIERA SUPP SEPARATORI | LAMIERA SUPP SEPARATORI | LAMIERA SUPP SEPARATORI | LAMIERA SUPP SEPARATORI | PZ | 25
99928139 |  | BOCC. D=10,2 D=15 L=10MM | BUECHSE D=10,2 D=15 L=10MM | BUSH D=10,2 D=15 L=10MM | DOUILLE D=10,2 D=15 L=10MM | CONJIN. D=0,2 D=15 L=10MM | PZ | 6.3
99928150 |  | LAMIERA TAPPO | VERSCHLUSSBLECH | CAP SHEET | TOLE BOUCHON | CHAPA TAPA | PZ | 3.2
99928151 |  | ELEMENTO PORTANTE MADREVITE | TRAGELEMENT MUTTERGEWINDE | LEAD SCREW CARRIER | ELEM. DE SUPPORT VIS MERE | ELEM. DE SOPORTE TURCA | PZ | 51.5
99928162 |  | CERNIERA MOBILE SPORTELLO | DOOR MOVABLE HINGE | DOOR MOVABLE HINGE | CHARNIERE MOBILE PORTE | CREMALLERA MOVIL PUERTA | PZ | 7.9
99928163 |  | CERNIERA FISS SPORTELLO | TUER-BEFESTIGUNGSGELENK | DOOR FIXING HINGE | CHARNIERE FIXE PORTE | CREMALLERA FIJA PUERTA | PZ | 6.3
99928164 |  | SQUADR FISS LAMIERA CENTRALE | BEFESTIGUNGSWINKEL ZENTR.BLECH | CENTRAL SHEET FIXING BRACKET | CARRE FIXATION TOLE CENTRAL | CUADR. FIJACION CHAPA CENTRAL | PZ | 11.5
99928166 |  | GUARNIZIONE GUIDA COLONNA | DICHTUNG SAULENFUEHRER | COLUMN RUNNER GASKET | ETANCHEITE GUIDE COLOMNE | JUNTA GUIA COLUMNA | PZ | 13.5
99928167 |  | LAMIERA TRATTENIM GUARNIZIONE | BLECH DICHTUNGSHALTER | GASKET HOLDING SHEET | TOLE RETENTION ETANCHEITEE | CHAPA RETENCION JUNTA | PZ | 8.8
99928181 |  | CARTER GUIDA CARRELLO IDR (VER | ABDECKUNG W.E.SCHLITTEN (LACK) | HYDROCART RUNN CARTER (PAINT) | CARTER GUIDE PANIER HYDR (VERN | CARTER GUIA CARRITO HIDR (PINT | PZ | 137
99928183 |  | LAMIERA INTERRUTT COLONNA | BLECH SAEULENSCHALTER | LAMIERA INTERRUTT COLONNA | TOLE INTERRUP. COLOMNE | CHAPA INTERR. COLUMNA | PZ | 46
99928256 |  | CARTER SUP IDRICO TR (VERN) | CARTER SUP IDRICO TR (VERN) | CARTER SUP IDRICO TR (VERN) | CARTER SUP IDRICO TR (VERN) | CARTER SUP IDRICO TR (VERN) | PZ | 128
99928257 |  | CARTER LATO BR MEDICO (VERN) | CARTER LATO BR MEDICO (VERN) | CARTER LATO BR MEDICO (VERN) | CARTER LATO BR MEDICO (VERN) | CARTER LATO BR MEDICO (VERN) | PZ | 108
99928258 |  | CARTER INNESTO CANNULE (VERN) | CARTER INNESTO CANNULE (VERN) | CARTER INNESTO CANNULE (VERN) | CARTER INNESTO CANNULE (VERN) | CARTER INNESTO CANNULE (VERN) | PZ | 64
99928273 |  | LAMIERA INFERIORE SPORTELLO TR | LAMIERA INFERIORE SPORTELLO TR | LAMIERA INFERIORE SPORTELLO TR | LAMIERA INFERIORE SPORTELLO TR | LAMIERA INFERIORE SPORTELLO TR | PZ | 5.1
99928277 |  | LAMIERA NON APPL BOTTIGLIA TR | BLECH KEIN FLASCHE-EINBAU TR | TR BOTTLE NON-APPL SHEET | TOLE NON.APPL. BOUTEILLE TR | CHAPA NO APL. BOTELLA TR | PZ | 11.5
99928281 |  | LAMIERA FISSAGGIO FILTRI TR | LAMIERA FISSAGGIO FILTRI TR | LAMIERA FISSAGGIO FILTRI TR | LAMIERA FISSAGGIO FILTRI TR | LAMIERA FISSAGGIO FILTRI TR | PZ | 15.5
99928298 |  | CERNIERA SPORTELLO CANNULE TR | CERNIERA SPORTELLO CANNULE TR | CERNIERA SPORTELLO CANNULE TR | CERNIERA SPORTELLO CANNULE TR | CERNIERA SPORTELLO CANNULE TR | PZ | 5
99928300 |  | PERNO ROTAZIONE BACINELLA | MUNDSPÜLBECKENDREHUNGSSTIFT | CUSPIDOR SPINNING PIVOT | PIVOT ROT. CRACHOIR | EJE ROTACION ESCUPIDERA | PZ | 51.5
99928305 |  | PERNO CERNIERA | GELENKSTIFT | HINGE PIN | GOUPILLE CHARNIERE | PERNO CREMALLERA | PZ | 10.5
99928308 |  | LAMIERA FISS SUPP INTERR TR | BEFEST.BLECH SCHALTERHAELT. TR | TR BUTT SUPP FIXING SHEET | TOLE FIXE SUP. INTERR. TR | CHAPA FIJA SUPER. INTERR. TR | PZ | 26
99928321 |  | LAMIERA TAMPONAM INF | LAMIERA TAMPONAM INF | LAMIERA TAMPONAM INF | TOLE TAMP. INFERIEUR | CHAPA TAMP. INFERIOR | PZ | 23
99928325 |  | TAPPO LAVAGGIO STRUM (VERN) | INSTRUMENTENSPUELUNG VERSCH. L | INSTRUM. WASHING CAP (PAINT) | BOUCHON NETT. INSTR (VERN) | TAPA LAVADO INSTRUM (PINT) | PZ | 38
99928368 |  | PERNO APPOGGIO TAPPO LAVAGGIO | HALTERSTIFT SPUEL. VERSCHL. | WASHING CAP SUPPORT PIN | PIVOT APPUYE BOCH. NETTOYAGE | EJE APOYO TAPA LAVADO | PZ | 3.1
99928383 |  | LAMIERA PORTA RIDUTTORI | REDUKTORENHALTERBLECH | LAMIERA PORTA RIDUTTORI | TOLE PORTE REDUCTEUR | CHAPA PORTA REDUCTOR | PZ | 43.5
99928400 |  | SUPPORTO TAV ASS (VERN) | HELFERINELEMENT-STUETZE (LACK) | ASSIST MODULE SUPPORT (PAINT) | SUPPORT TABL. ASIST. (VERN) | SOPORTE BAND. ASIST. (PINT) | PZ | 86.5
99928401 |  | CARTER SUP IDRICO (VERN) | OBERE W.E.ABDECKUNG (LACK) | HYDRO UPPER CARTER (PAINT) | CARTER. SUP. HYDRIQUE (VERN) | CARTER SOP. HIDRICO (PINT) | PZ | 135
99928402 |  | CARTER LATO BR MEDICO (VERN) | ABDECKUNG ARZTARMSEITE (LACK) | DOCT ARM SIDE CARTER (PAINT) | CARTER COTE BRAS PRAT. (VERN) | CARTER LADO BR. MEDICO (PINT) | PZ | 128
99928403 |  | CARTER INNESTO CANN (VERN) | ABDECKUNG KANUELENKUP. (LACK) | CANNULAE COUPL. CARTER (PAINT) | CARTER INSERT CANNULES (VERN) | CARTER INJERTO CAN. (PINT) | PZ | 68.5
99928404 |  | LAMIERA RINFORZO SPORTELLO | TUERVERSTAERKUNGSBLECH | DOOR STIFFENER SHEET | TOLE RENFORC. PORTE | CHAPA REFUERZO PUERTA | PZ | 7.6
99928405 |  | LAMIERA TAMPONAM (VERN) | VERSCHLUSSBLECH (LACK) | LAMIERA TAMPONAM (VERN) | TOLE TAMP. (VERN) | CHAPA TAMP. (PINT) | PZ | 83
99928407 |  | LAMIERA FISS CARTER BASE | LAMIERA FISS CARTER BASE | LAMIERA FISS CARTER BASE | TOLE FIXE CARTER BASE | CHAPA FIJA CARTER BASE | PZ | 3.5
99928409 |  | LAMIERA FISS CARTER COPERTURA | BEFEST.-BLECH ABDECKUNGSGEHAEU | LAMIERA FISS CARTER COPERTURA | TOLE FIX. CARTER COUVERTURE | CHAPA FIJ. CARTER COBERTURA | PZ | 80
99928410 |  | LAMIERA FISS CARTER COPERTURA | LAMIERA FISS CARTER COPERTURA | LAMIERA FISS CARTER COPERTURA | TOLE FIX. CARTER COUVERTURE | CHAPA FIJ. CARTER COBERTURA | PZ | 110
99928415 |  | LAMIERA TAMPONAM (VERN) | VERSCHLUSSBLECH (LACK) | LAMIERA TAMPONAM (VERN) | TOLE TAMP. (VERN) | CHAPA TAMP. (PINT) | PZ | 90
99928417 |  | LAMIERA TAMPONAM (VERN) | VERSCHLUSSBLECH (LACK) | LAMIERA TAMPONAM (VERN) | TOLE TAMP. (VERN) | CHAPA TAMP. (PINT) | PZ | 100
99928435 |  | LAMIERA FISS SUPP INTERR SOLID | FEST.BLECH FESTTEIL.SCHALTERST | INTEGR POW BUTT SUPP FIX SHEET | TOLE FIXE SUP. INTERR. SOLID. | CHAPA FIJA SUP. INTERR. SOLID. | PZ | 27.5
99928446 |  | SUPPORTO CABLAGGI CARRELLO | SCHLITTENVERKABELUNGSHALTER | CART CABLES' SUPPORT | SUPPORT CABL. PANNIER | SOPORTE CABL. CARRITO | PZ | 31
99928447 |  | LAMIERA SERRATURA | BLECHVERSCHLUSS | HINGE SHEET | TOLE FERMETURE | CHAPA CIERRE | PZ | 5.7
99928466 |  | LAMIERA SERRATURA | VERSCHLUSSBLECH | LOCKING SHEET | TOLE FERMETURE | CHAPA CIERRE | PZ | 3.1
99928712 |  | SUPPORTO CABLAGGI CARRELLO | SUPPORTO CABLAGGI CARRELLO | SUPPORTO CABLAGGI CARRELLO | SUPPORT CABLAGES PANNIER | SOPORTO CABLADOS CARRITO | PZ | 32
99928863 |  | LAMIERA PROTEZ SCHEDA (VERN) | PLATINE SCHUTZ BLECH (LACK) | BOARD PROTECT. SHEET (PAINTED) | PLAQUE PROTECT. CARTE (PEINTE) | LAMINA PROTECC. TARJETA (PINT) | PZ | 30.5
99930709 |  | GRANO FISS. COFANO CENTRA | DUEBEL BEFEST. HAUBE VERMITT. | DOWEL FIX. CENTR. UNIT CARTER | GRAIN FIX. CARTER CENTR. | TACO FIJACION CAPO CENTRALINA | PZ | 2.1
99930860 |  | ASS. PROLUNGA RX L=900 | RX VERLAENGERUNG GR.L=900 | RX EXTENSION SET L=900 | ENS.RALLONGE RX L=900 | GR. EXTENSION RX L=900 | PZ | 203
99930864 |  | ASS. PROLUNGA RX L=600 | RX VERLAENGERUNG GR L=600 | RX EXTENSION SET L=600 | ENS.ALLONGE RX L=600 | GR. EXTENSION RX L=600 | PZ | 200
99930868 |  | ASS. PROLUNGA RX L=400 | RX VERLAENGERUNG GR.L=400 | RX EXTENSION SET L=400 | ENS.RALLONGE RX L=400 | GR. EXTENSION RX L=400 | PZ | 189
99930874 |  | ASS. FLANGIA MOLLA | FEDERFLANSCH GR. | FLANGE SPRING GROUP | GR. BRIDE RESSORT | GRUPO BRIDA MUELLE | PZ | 26
99930884 |  | ASS. TIRANTE PANTOGRAFO | EINH. ZUGSTANGE PANTOGRAPH | PANTOGRAPH TENSIONER ASSEMB. | ASS. TIRANT PANTOGRAPHE | GR. TIRANTE PANTOGRAFO | PZ | 40.5
99930890 |  | LAMIERA INTERRUTTORE | SCHALTER BLECH | RX 2003 SWITCH SHEET | TOLE INTERRUPTEUR | CHAPA INTERRUPTOR | PZ | 12.5
99930892 |  | FORCELLA FISS. TESTATA | RX GENER.BEFESTIGUNG GABEL | RX HEAD FIXING FORK | FOURCHE FIXATION GENERAT.RX | TENEDOR CABEZAL | PZ | 2.7
99930895 |  | ANELLO TESTATA RX | RX KOPFTEIL RING | RX HEAD RING | ANNEAU CULASSE RX | ANILLO CABEZA RX | PZ | 16.5
99930896 |  | PERNO TESTATA RX | BOLZEN KOPFTEIL RX | RX HEAD PIVOT | PIVOT CULASSE RX | PERNO CABEZAL RX | PZ | 55
99930901 |  | PERNO CORPO SNODO | BOLZENGELENK | ARTICULATION PIVOT | PIVOT ARTICULATION | PERNO ARTICULACION | PZ | 56.5
99930903 |  | ROND. D=34X25,2 S=3 | SCHEIBE D=34X25,2 S=3 | ROND D=34X25, 2 S=3 | RONDELLE D=34X25, 2 S=3 | ARAND. D=34X25, 2 S=3 | PZ | 9.8
99930908 |  | BARRA FILETTATA M8X250 | GEWINDESTANGE M8X250 | FILLETED BAR M8X250 | BARRE PASSEMENTÉE M8X250 | VARILLA ROSCADA M8X250 | PZ | 9.5
99930909 |  | ASS. LAMIERA SUPP.PALM.REMOTO | BLECH F. HALTER ABNEHMB.PALM | REMOTE HANDH. SUPP. PLATE KIT | ENS.TOLE SUPP. PALM A DISTANCE | CONJ. CHAPA SOPORT. PALM.REMOT | PZ | 39.5
99930912 |  | DISTANZ D45X34,4 L7,9 | DISTANZSTUCK D45X34,4 L7,9 | DIST. RING D45X34,4 L7, | ANNEAU DIST. D45X34,4 L7,9 | DISTANCIADOR D45X34,4 L7,9 | PZ | 21
99930924 |  | SUPPORTO PERNO LAVORATO | BOLZENHALTER BEARBEITET | PIVOT SUPPORT | SUPPORT PIVOT | SOPORTE PERNO ELABORADO | PZ | 148
99930941 |  | VITE REGOLAZIONE PANTOGRAFO | STELLSCHRAUBE FEDERARM | PANTOGRAPH ADJUST SCREW | VIS RÉGLAGE PANTOGRAPHE | TORNILLO REGULACIÓN PANTÓGRAFO | PZ | 7.1
99930942 |  | SPINA TIRANTE 2 PANTOGRAFO | ZUGSTIFT 2. FEDERARM | 2ND PANTOGRAPH TIE-ROD PIN | FICHE TIRANT 2E PANTOGRAPHE | ENCHUFE TIRANTE 2° PANTÓGRAFO | PZ | 14
99930944 |  | ASS. ATTACCO TESTATA-BRACCI | BINDUNGSEINHEIT KOPFTEIL-ARME | CONJ. ATTACH. HEAD -ARMS | CONJ. FIXATION CULASSE-BRAS | CONJ. FIJACION CABEZAL-BRAZOS | PZ | 82.5
99930951 |  | LAMIERA FILTRO TESTATA DC | BLECH FILTER KOPFTEIL DC | RX-DC HEAD PLATE FILTER | TOLE FILTRE CULASSE RX-DC | CHAPA FILTRO CABEZAL DC | PZ | 3.2
99930953 |  | LAMIERA FISS. CAVO SLIP RING | BLECH BEFEST. KABEL SLIP RING | SLIP RING CABLE FIXING PLATE | TOLE FIXATION CABLE SLIP RING | CHAPA FIJACION CABLE SLIP RING | PZ | 3.8
99930963 |  | PERNO BR RX RIUN 55MM (VERN) | ARM-ZAPFEN D40 RX ZU EINHEIT | ARM PIN D40 RX TO UNIT | AXE D40 BRAS RX AU EQUIPEM | PERNO D40 RX A EQUIPO | PZ | 305
99930965 |  | BOCCOLA INTERFACCIA PALO RX | RX TRAGER INTERFACE BUCHSE | RIGHT POLE INTERF. JOURNAL BOX | BAGUE INTERFACE COLONNE RX | PENDIENTE INTERFAZ PALO DERECH | PZ | 118
99930966 |  | PERNO BR RX RIUN 221MM (VERN) | ARM-ZAPFEN D40 RX ZU EINHEIT | ARM PIN D40 RX TO UNIT | AXE D40 BRAS RX AU EQUIPEM | PERNO D40 RX A EQUIPO | PZ | 436
99930968 |  | PERNO MONITOR PER RX A RIUN | ZAPFEN MON. RX AN BHDLGEINH | MONIT. PIN FOR D. UNIT XR | AXE MONIT.POUR RX UNITÉ/S. | PERNO MONITOR PARA RX A EQ | PZ | 168
99930970 |  | ROND RASAMENTO RX | FLACHE SCHEIBE RX | RX FLAT WASHER | RONDELLE PLATE RX | ARANDELA PLANA RX | PZ | 57
99930971 |  | LAMIERA SCHEDA RX A RIUN. TR | BLECH RX-KARTE BEHAND.EINH. TR | TR DENT UNIT X-RAY BRD MET PLA | TÔLE CARTE RX SUR UN./SOINS TR | CHAPA TARJETA RX EQUIPO TR | PZ | 29.5
99930972 |  | LAMIERA SUPP. SCHEDA RX | TRAGBLECH KARTE RX | X-RAY BOARD SUPP. METAL PLATE | TÔLE SUPP. CARTE RX | CHAPA SOP TARJETA RX | PZ | 27.5
99930974 |  | PALO LAMPADA RX A RIUNITO | LAMPENPFAHL RX ZU EINHEIT | LAMPE POLE RX TO UNIT | POTEAU LAMPE RX AU EQUIPEM. | APOYO LAMPARA RX A EQUIPO | PZ | 95
99930978 |  | ASS. TELAIO SUPP. SCHEDA RX | RX PLATINE ABLAGE RAHMEN GR. | RX BOARD SUPP. FRAME GR. | GR. CADRE SUPPORT PLATINE RX | GR. SOPORTE MARCO TARJETA RX | PZ | 85.5
99931759 |  | LAMIERA DX FISS. CENTRALINA RX | RX SCHALTK. BEFEST RECHTS ABST | RX ELEC. BOX FIXING RIGHT SUPP | TOLE DR FIX. BOITE DE RACC. RX | CHAPA DER. FIJ CAJA DE CON. RX | PZ | 20.5
99931760 |  | LAMIERA SX FISS. CENTRALINA RX | RX SCHALTK. BEFEST LINKE BLECH | RX ELEC BOX FIX LEFT METAL SH. | TOLE GAU. FIX BOITE DE CON. RX | CHAPA IZQ. FIJ CAJA DE CON. RX | PZ | 20.5
99931777 |  | GUSCIO MANIGLIA MARCATO LASER | LASERGRAVIERTE UEBERD. GRIFFE | LASER MARKED HANDLE SHELL | COQUE POIGNEE MARQUE LASER | CAPAR. ASA MARCADO LASER | PZ | 20
99932954 |  | SCATOLA COPERTURA SCHEDA POWER | GEHÄUSE POWER-PLATINE | POWER CARD COVERING BOX | BOÎTE COUVERTURE CARTE POWER | CAJA COBERTURA TARJETA POWER | PZ | 42
99933174 |  | BRACCIO ORIZZ. CARRELLO (VER) | WAGEN HORIZONTAL ARM (LACK) | HORIZONTAL ARM TROLLEY-PAINTED | BRAS HORIZONTAL CHARIOT-VERNI | CARRITO BRAZO HORIZONT-PINTADO | PZ | 305
99933177 |  | PERNO FISSAGGIO BRACCIO VERT. | VERTIKALARM FESTKLEMMEN BOLZEN | VERT. ARM FIXING PIN | BROCHE FIXATION BRAS VERTICAL | PERNO FIJACION BRAZO VERT. | PZ | 59.5
99933178 |  | BRACCIO VERT CARRELLO RX (VER) | RX WAGEN VERTIKAL ARM (LACK) | RX TROLLEY VERT. ARM (PAINTED) | BRAS VERTICAL CHARIOT RX-VERNI | BRAZO VERT CARRITO RX (PINT) | PZ | 510
99933180 |  | BOCCOLA DI CENTR. PERNO BR. RX | RX ARM BOLZEN ZENTRIERBUCHSE | PIN CENTERING BUSHING ARM RX | DOUILLE CENTRAGE BROCHE BRASRX | COJINETE CETR. PERNO BR. RX | PZ | 112
99933181 |  | TAPPO SUP. CHIUSURA BR. VERT. | OBERER VERSCHLUSS VERT. ARM | PAINT ARM CLOSING SUPP CAP | BUCHON SUPP.CLOT.BRAS VERT. | TAPA SOP. CIERRE BRAZO.VERT. | PZ | 16.5
99933182 |  | PERNO FISSAGGIO MANIGLIA | GRIFF FESTKLEMMEN BOLZEN | HANDLE FIXING PIN | BROCHE DE FIXATION POIGNEE | PERNO FIJACION MANGO | PZ | 91
99933191 |  | PIASTRA FISS. CENTRALINA (VER) | SCHALTKAS.FESTKL.PLATTE (LACK) | CONTROL UNIT FIXING PLATE (P) | PLAQUE FIXAT.UNITE COMM.-VERNI | LAMINA FIJ. UNIDAD CONTROL (P) | PZ | 66.5
99933193 |  | LAMIERA COP PRED MONITOR (VER) | MONITOR EINSTEL. BLECH (LACK) | MONITOR APPL.SHEET- PAINTED | FEUILLE COU.PRED.MONITEUR-VERN | LAMINA COB PRED MONITOR (PINT) | PZ | 20
99933208 |  | PIASTRA MURALE RX CARREL.(LAV) | RX CART WANDPLATTE | RX CART WALL PLATE | PLAQUE MURALE RX CHARRIOT | PLACA MURAL RX | PZ | 134
99933213 |  | PIASTRA CENTR. CARRELLO (VER) | WAGEN ZENTRIERPLATTE (LACK) | TROLLEY CENTR. SHEET (PAINTED) | PLAQUE CENTRAGE CHARIOT-VERNII | PLACA CENTR. CARRITO (PINTADO) | PZ | 147
99933235 |  | PIASTRA MURALE (LAVORATA) | MAUERPLATTE (BEARBEITET) | WALL PLATE (REFINED) | PLAQUE MURALE (TRAVAILLEE) | PLACA MURAL (TRATADA) | PZ | 155
99933476 |  | RINFORZO BRACCIO MONITOR | MONITOR ARM VERSTAERKUNG | MONITOR ARM REINFORCEMENT | RENFORCEMENT BRAS MONITEUR | REFUERZO BRAZO PANTALLA | PZ | 114
99933498 |  | TAPPO CHIUSURA GRANO FRIZIONE | VERSCHLUSSKAPPE KUPPLUNGSSTIFT | TAPPO CHIUSURA GRANO FRIZIONE | BOUCH. FERM. GRAIN EMBRAY. | TAPA CIERRE TORN EMBRAGUE | PZ | 6.2
99933537 |  | PERNO ATTIVAZIONE MICRO | PERNO ATTIVAZIONE MICRO | PERNO ATTIVAZIONE MICRO | PIVOT ACTIVATION MICRO | EJE ACTIVACION MICRO | PZ | 4.5
99937157 |  | C-RING 26 MM | C-RING 26 MM | C-RING 26 MM | ANNEAU C 26MM | ANILLO C 26MM | PZ | 6.5
99937160 |  | ANELLO DI TENUTA | DICHTRING | SEALING RING | ANNEAU D'ETANCHEITE | ANILLO DE CIERRE | PZ | 4.4
99937469 |  | PROLUNGA 600 MM A MURO (VER) | WANDVERLAENGER. 600MM (LACK) | WALL 600 MM EXTENSION (PAINT) | RALLONGE 600MM AU MUR (VER) | EXTENS. 600MM DE PARED (PINT) | PZ | 438
99937470 |  | PROLUNGA 400 MM A MURO (VER) | WANDVERL. 400MM (LACK) | WALL 400 MM EXTENSION (PAINT) | RALLONGE 400MM AU MUR (VERN) | EXTENS. 400MM DE PARED (PINT) | PZ | 406
99937472 |  | PROLUNGA 900 MM A MURO (VER) | WANDVERLAENGERUNG 900MM (LACK) | WALL 900 MM EXTENSION (PAINT) | RALLONGE 900MM AU MUR (VERN) | EXTENSION 900MM DE PARED (PINT | PZ | 472
99937485 |  | TAPPO CHIUS BR VERT CARRELLO | VERSCHLUSSKAPPE VERT.ARM SCHL. | CART VERT ARM LOCKING CAP | BOUCH.FERM.BRAS VERT.PANIER | TAPA.CIERRE.BR.VERT.CARRITO | PZ | 16
99937576 |  | PERNO INTERFACCIA CARRELLO | STIFT SCHLITTENSCHNITTSTELLE | CART INTERFACE PIN | PIVOT INTERFACE PANIER | PERNO INTERFAZ CARRITO | PZ | 102
99937577 |  | BOCCOLA COPERTURA PERNO (VERN) | BUECHSE STIFTABDECKUNG (LACK) | PIN COVER BUSHING (PAINT) | BAGUE COUVERTURE PIVOT (VERN) | BUJE COBERTURA PERNO (PINT) | PZ | 54.5
99937615 |  | COFANI LATERALI BRACCIO RX | SEITENABDECKUNGEN ARM RX | RX ARM SIDE CARTERS | CARTER LATER. BRAS RX | CARTER LATER. BRAZO RX | PZ | 53.5
99950001 |  | VITE T.CIL.CROCE ZIGR.SOTT.4X6 | KR-SCHLITZSCHRAUBE ZK M4X6 A2 | SOCKET HEAD SCREW M4X6 A2 | VIS TC CRUCIFORME M4X6 A2 | TORNILLO C/CIL CRUZ M4X6 A2 | PZ | 1.1
99950002 |  | VITE T.CIL.CROCE ZIGR.SOTT.4X8 | KR-SCHLITZSCHRAUBE ZK M4X8 A2 | CROSSHEAD SCREW M4X8 A2 | VIS TC CRUCIFORME M4X8 A2 | TORNILLO C/CIL CRUZ M4X8 A2 | PZ | 1.1
99950003 |  | VITE T.CIL.CROCE ZIGR.SOT.5X10 | KR-SCHLITZSCHRAUBE ZK M5X10 A2 | CROSSHEAD SCREW M5X10 A2 | VIS TC CRUCIFORME M5X10 A2 | TORNILLO C/CIL CRUZ M5X10 A2 | PZ | 1.1
99950017 |  | RACC DADO FILTRO BATT M14X1 | ANSCHL. MUTTER BAKT.FIL M14X1 | BACT.FILTER NUT FITTING M14X1 | RACC. ÉCROU FILTRE BACT.M14X1 | UNION TUERCA FILTRO BACT M14X1 | PZ | 1.1
99950028 |  | DADO RACC SONDA 12X11.5 | MUTTER F SONDENANSCHL 12X11.5 | PROBE FITTING NUT 12X11.5 | ÉCROU RACCORD SONDE 12X11.5 | TUERCA EMP SONDA 12X11.5 | PZ | 1.3
99950030 |  | RACC SONDA | SONDENANSCHLUSS | PROBE FITTING | RACCORD SONDE | EMP SONDA | PZ | 1.1
99950031 |  | RACC SONDA ESAG G1/8 G1/8 | SECHSKANTVER. SONDE G1/8 | HEX PROBE FITTING G1/8 G1/8 | RACC. SONDE HEXAG. G1/8 G1/8 | UNION SONDA ESAG G1/8 G1/8 | PZ | 4.3
99950132 |  | OBLO' SALD | LUKE GESCHWEISST | WELDED PORTHOLE | HUBLOT SOUDÉ | PORTILLA SOLD | PZ | 118
99950166 |  | ASS MOTORE BARRA SALDANTE | ASS MOTOR DICHTUNG BAR | ASS MOTOR SEALING BAR | ASS BARRE DE SOUDURE MOTEUR | ASS BARRA DE SELLADO DEL MOTOR | PZ | 161
99950170 |  | ASS RULLO TRASCINAMENTO | GR. MITNEHMERROLLEN | CONVEYOR ROLLER ASS.Y | GR.ROULEAU ENTRAÎNEM. | GR RODILLO ARRASTRE | PZ | 92.5
99950171 |  | ASS. GUSCIO SUPERIORE | ASS OBERSCHALE | ASS UPPER SHELL | ASS COQUE SUPÉRIEURE | ASS COBERTURA SUPERIOR | PZ | 65
99950180 |  | FORCELLA | GABEL | FORK | FOURCHE | HORQUILLA | PZ | 81
99950199 |  | RACC TAPPO CON FERMOPORTA | STOPFENANSCHLUSS M TÜRSTOP. | PLUG FITTING WITH DOOR STOP | RACC.BOUCHON AVEC VERR.PORTE | UNION TAP CON BLOQUEO PUERTA | PZ | 4.7
99950200 |  | PARTE SUP GENERATORE VAPORE BP | OBERER TEIL DAMPFERZEUGER BP | UPPER PART OF STEAM GENERATOR | PARTIE SUP. GÉNÉRATEUR VAP. BP | PARTE SUP. GENERADOR VAPOR BP | PZ | 83
99950222 |  | DISTANZ AGGANCIO DISPOSIT | DIST. VERANKERUNG GERÄT | COUPLING DEVICE SPACER | ENTRET ACCROCHAGE DISPOSIT | DISTANC ENGANCHE DISPOSIT | PZ | 3.2
99950256 |  | BARRA DI FERMO | SPERRSTANGE | STOP BAR | BARRE D'ARRÊT | BARRA DE BLOQUEO | PZ | 18.5
99950314 |  | VASSOIO IN FILO 22 LT | DRAHTTABLETT TYPE 22L | WIRE TRAY TYPE 22L | PLATEAU EN FIL TYPE 22L | BANDEJA ALAMBRE TYPE 22L | PZ | 38
99950317 |  | PORTATRAYS 22 LT | TRAYHALTER 22 LT | TRAY HOLDER 22 LT | PORTE-PLATEAUX 22 LT | PORTABANDEJAS 22LT | PZ | 66.5
99950325 |  | COPERTURA SUPERIORE 22 LT | OBERE ABDECKUNG LACK | UPPER COVER PAINTED | PROTECTION SUP. VERNIE | CUBIERTA SUP PINT | PZ | 153
99950327 |  | COPERTURA LATERALE SX 22 LT | SEITLICHE ABDECKUNG LACK | SIDE COVER PAINTED | PROTECTION LAT. VERNIE | CUBIERTA LATERAL PINT | PZ | 93
99950329 |  | COPERTURA SUPERIORE 22 LT | OBERE ABDECKUNG LACKIERT | UPPER COVER PAINTED | PROTECTION SUP. VERNIE | PROTECCION SUPERIOR PINTURA | PZ | 93
99950330 |  | COPERTURA LATERALE SX 22 LT | LINKE SEITENABDECKUNG LACK. | LEFT SIDE COVER PAINTED | PROTECTION COTE GAUCHE VERNIE | PROTECCION LADO IZQ PINTURA | PZ | 82.5
99950331 |  | COPERTURA LATERALE DX 22 LT | RECHTE SEITENABDECKUNG LACK. | RIGHT SIDE COVER PAINTED | PROTECTION COTE DROIT VERNIE | PROTECCION LADO DER PINTURA | PZ | 82.5
99950373 |  | PIASTRINA PORTA MOTORIDUTTORE | TÜRPLÄTTCHEN GETRIEBEMOTOR | GEARMOTOR HOLDING PLATE | PLAQUETTE SUPP. MOTO-RÉD. | PLACA PORTA MOTOREDUC | PZ | 5.6
99950374 |  | PIASTRINA DI FERMO SP1.5 | HALTEPLÄTTCHEN ST1.5 | LOCKING PLATE THK 1.5 | PLAQUETTE D'ARRÊT ÉP. 1.5 | PLACA DE APRIETE SP1.5 | PZ | 5.9
99950379 |  | PIASTRINA PORTA MOTORID. | TÜRPLÄTTCHEN GETRIEBEMOTOR | GEARMOTOR HOLDING PLATE | PLAQUETTE PORTE MOTORÉDUCT. | PLACA PORTA MOTOREDUC | PZ | 6.7
99950390 |  | PORTATRAYS 17 LT | TRAYHALTER 17 LT | TRAY HOLDER 17 LT | PORTE-PLATEAUX 17 LT | PORTABANDEJAS 17 LT | PZ | 60.5
99950394 |  | PORTABUSTE | BEUTELHALTER | SLEEVES HOLDER | PORTE-SACS | PORTA-BOLSOS | PZ | 49.5
99950397 |  | SCAMBIATORE DI CALORE | WÄRMEAUSTAUSCHER | HEAT EXCHANGER | ÉCHANGEUR DE CHALEUR | CAMBIADOR DE CALOR | PZ | 68.5
99950406 |  | COPERTURA SUPERIORE 17 LT | OBERE ABDECKUNG LACKIERT | UPPER COVER PAINTED | PROTECTION SUP. VERNIE | PROTECCION SUPERIOR PINTURA | PZ | 87
99950407 |  | COPERTURA LATERALE SX 17 LT | LINKE SEITENABDECKUNG LACK. | LEFT SIDE COVER PAINTED | PROTECTION COTE GAUCHE VERNIE | PROTECCION LADO IZQ PINTADO | PZ | 82
99950408 |  | COPERTURA LATERALE DX 17 LT | RECHTE SEITENABDECKUNG | RIGHT SIDE COVER | PROTECTION COTE DROIT | PROTECCION LADO DERECHO | PZ | 83
99950507 |  | LAMA | KLINGE | BLADE | LAME | CUCHILLA | PZ | 21.5
99950543 |  | VASSOIO IN FILO 17 LT | DRAHTTABLETT TYPE 17L | WIRE TRAY TYPE 17L | PLATEAU EN FIL TYPE 17L | BANDEJA ALAMBRE TYPE 17L | PZ | 39
99950586 |  | PANN TERMOISOL OBLO | WÄRMEISOL. PLATTE FÜR LUKE | PORTHOLE HEAT INSULATING PANEL | PANN. THERMOISOL. HUBLOT | PAN TERMOAISL PORTILLA | PZ | 5.4
99950587 |  | PANN TERMOISOL GENERATORE | WÄRMEISOL. PLATTE GENERATOR | GENERATOR HEAT INSUL. PANEL | PANN.THERMOISOL. GÉNÉRATEUR | PAN TERMOAIS GENERADOR | PZ | 12.5
99950631 |  | ASS PATTINO DI TAGLIO | ASS SCHNEIDEN-SCHUH | ASS CUTTING SHOE | ASS CHAUSSURE COUPE | ASS ZAPATO DE CORTE | PZ | 54
99950632 |  | ASS MOTORE AVANZAMENTO | ASS FUTTERMITTEL MOTOR | ASS FORWARD ENGINE | ASS MOTEUR AVANT | ASS MOTOR DELANTERO | PZ | 287
99950633 |  | ASS TENDI CINGHIA | ASS RIEMENSPANNER | ASS BELT TIGHTENER | ASS TENDEUR DE COURROIE | ASS TENSOR DE CORREA | PZ | 16
99950786 |  | GUSCIO SUPERIORE VERNICIATO | OBERE SCHALENHÄLFTE LACKIERT | UPPER PAINTED SHELL | COQUE SUPÉRIEURE VERNIE | CARCASA SUPERIOR PINTADA | PZ | 121
99950787 |  | GUSCIO INFERIORE VERNICIATO | UNTERE SCHALENHÄLFTE LACKIERT | LOWER PAINTED SHELL | COQUE INFÉRIEURE VERNIE | CARCASA INFERIOR PINTADA | PZ | 129
99950796 |  | PULEGGIA LISCIA CINGHIA | GLATTEN RIEMENSCHEIBE | SMOOTH BELT PULLEY | POULIE LISSE COURROIE | POLEA LISA CORREA | PZ | 18
99950799 |  | RULLO DI TRAZIONE | ZUGROLLE | NULON ROLL | ROULEAU DE TRACTION | RODILLO DE TRACCIÓN | PZ | 37
99950801 |  | SEDE CINGHIA | RIEMENSITZ | BELT LOCATION | LOGEMENT COURROIE | ASIENTO CORREA | PZ | 53.5
99950802 |  | PORTARESISTENZA | WIDERSTANDHALTER | RESISTANCE HOLDER | PORTE-RÉSISTANCE | PORTARESISTENCIA | PZ | 83
99950805 |  | PIASTRINA INGRESSO SUP | PLÄTTCHEN EINGANG OBEN | UPPER INLET PLATE | PLAQUE ENTRÉE SUP | PLAQUETA ENTRADA SUP | PZ | 6
99950806 |  | PIASTRINA INGRESSO INF | PLÄTTCHEN EINGANG UNTEN | LOWER INLET PLATE | PLAQUE ENTRÉE INF | PLAQUETA ENTRADA INF | PZ | 5.8
99950808 |  | SPORTELLINO STAMPANTE VERNI | KLEINE KLAPPE DRUCKER LACK. | PAINTED DOOR FOR PRINTER | PORTE IMPRIMANTE VERNI | PUERTA IMPRESORA PINT | PZ | 74
99950826 |  | PULEGGIA TRAZIONE | ZUGSCHEIBE | TRACTION PULLEY | POULIE TRACTION | POLEA TRACCIÓN | PZ | 14.5
99950831 |  | PIASTRA | PLATTE | PLATE | PLAQUE | PLACA | PZ | 6.2
99950832 |  | PRESSORE | ANDRÜCKER | COMPRESSOR | PRESSEUR | PRENSADOR | PZ | 27.5
99950833 |  | BARRA | STANGE | ROD | BARRE | BARRA | PZ | 16.5
99950834 |  | CONTROLAMA | GEGENKLINGE | ANVIL-BLADE | CONTRELAME | CONTRAHOJA | PZ | 120
99950835 |  | BLOCCO | BLOCK | BLOCK | BLOC | BLOQUE | PZ | 49
99950836 |  | CONTROBLOCCO | GEGENBLOCK | COUNTER-BLOCK | CONTREBLOCUS | CONTRABLOQUEO | PZ | 37
99950837 |  | LAMA A ROTELLA | KLINGE MIT RÄDCHEN | ROTARY CUTTER | LAME ROTATIVE | LAMA A RUEDA | PZ | 31.5
99950838 |  | RUOTA | RAD | WHEEL | ROUE | RUEDA | PZ | 67
99950840 |  | RUOTA TRASMISSIONE | GETRIEBE RAD | TRANSMISSION WHEEL | ROUE DE TRANSMISSION | RUEDA DE TRANSMISIÓN | PZ | 14.5
99950848 |  | GUSCIO INFERIORE | UNTERE SCHALENHÄLFTE | LOWER SHELL | COQUE INFÉRIEURE | CARCASA INFERIOR | PZ | 125
99950873 |  | SUPPORTO LATO PULSANTIERA | LINKS-UNTERSTÜTZUNG. | LEFT SUPPORT | SUPPORT GAUCHE | SOPORTE IZQUIERDO | PZ | 16
99950874 |  | MANIGLIA | GRIFF | HANDLE | POIGNEE | MANILLA | PZ | 25.5
99950876 |  | SUPPORTO LATO LED | RICHTIGE UNTERSTÜTZUNG | RIGHT SUPPORT | SUPPORT DROIT | SOPORTE DERECHO | PZ | 16
99950891 |  | LAMIERA | BLECH | METAL SHEET | TOLE | CHAPA | PZ | 33.5
99950892 |  | LAMIERA PORTAROTOLO | ROLLENBLECH | ROLL-HOLDER METAL SHEET | TOLE PORTE ROULLEAU | CHAPA PORTA RODILLO | PZ | 109
99950893 |  | LAMIER LATO DX | BLECH SEITE RE | RIGHT SIDE METAL SHEET | TOLE COTE DROIT | CHAPA LADO DERECHO | PZ | 71
99950894 |  | LAMIERA LATERALE SX | BLECH SEITLICH LI | LEFT SIDE METAL SHEET | TOLE LATERALE GAUCHE | CHAPA LATERAL IZQUIERDA | PZ | 31
99950895 |  | BRACCIO FISSO SX GRZ. | FEST. ARM LI UNLACK. | WRINKLED LEFT FIXED ARM | BRAS FIXE GAUCHE GRZ. | BRAZO FIJO IZQUIERDO GRZ. | PZ | 16.5
99950897 |  | SEPARATORE | ABSCHEIDER | SEPARATOR | SEPARATEUR | SEPARADOR | PZ | 16.5
99950898 |  | BRACCIO FISSO DX GRZ. | FEST. ARM RE UNLACK. | WRINKLED RIGHT FIXED ARM | BRAS FIXE DROIT GRZ. | BRAZO FIJO DERECHO GRZ. | PZ | 16.5
99950904 |  | SPESSORE | PASSSCHEIBE | SPACER | EPAISSEUR | ESPESOR | PZ | 15
99950911 |  | RACC PORTA FILTRO CON INTAGLIO | MONTAGE FILTERHALTER MIT SCHNI | FILTER HOLDER WITH CARVING | RECUEIL DE PORTE-FILTRE AVEC L | SOPORTE DEL FILTRO CON LA TALL | PZ | 14
99950912 |  | ALBERO PORTA RULLI | ROLLENHALTER | ROLLS HOLDER SHAFT | ARBRE PORTE ROULEAUX | ARBOL PORTA RODILLOS | PZ | 31
99950915 |  | PERNO | BOLZEN | PIN | BROCHE | PERNO | PZ | 30.5
99950919 |  | ALBERO LAMA | MESSERWELLE | BLADE SHAFT | ARBRE LAME | ARBOL LAMA | PZ | 6.3
99950920 |  | CONTENITORE PORTABUSTE | UMSCHLAG INHABER CONTAINER | ENVELOPE HOLDER CONTAINER | ENVELOPPE PORTE CONTENEUR | ENVOLVENTE PORTA CONTENEDOR | PZ | 26.5
99950921 |  | REGOLA BORDO INOX | KANTENEINSTELLPL. INOX | BORDER ADJUSTING INOX PLATE | RÉGL BORD INOX | REGULA BORDE ACERO INOX | PZ | 14
99950925 |  | COPERTURA DX VERNIC VERDE | RE. ABDECKUNG (GRUEN LACKIERT) | RIGHT CARTER GREEN VANISH | COUVERCLE DROIT VERT | TAPA DERECHA VERNIZ. VERDE | PZ | 92.5
99950926 |  | COPERTURA SX VERNIC VERDE | LI. ABDECKUNG (GRUEN LACKIERT) | LEFT CARTER GREEN VANISH | COUVERCLE GAUCHE VERT | TAPA IZQUIERDA VERNIZ. VERDE | PZ | 84.5
99950927 |  | COPERTURA SUP VERNIC VERDE | OB. ABDECKUNG (GRUEN LACKIERT) | SUPERIOR CARTER GREEN VANISH | COUVERCLE SUP. VERT | TAPA SUP. VERNIZ. VERDE | PZ | 84
99950932 |  | ASSIEME CALDAIA 21L | ASS KESSEL 21LT | ASS BOILER 21LT | ASS CHAUDIÈRE 21LT | ASS CALDERA 21LT | PZ | 815
99950938 |  | PANN TERMOISOL POST CALDAIA | HINT. WÄRMEDÄMMPL. DAMPFERZEUG | HEATER REAR THERM INS PNL | PANN.CALORIF.ARR.CHAUDIÈRE | PAN TERMOAISLANTE TRAS CALDERA | PZ | 19
99950941 |  | COPERTURA LATERALE DX VERN. | ABDECK. SEITLICH RE LACK. | PAINT. RH SIDE COVER | COUVERTURE LATÉRALE DRTE VERN. | COBERTURA LATERAL DCHA. PINT. | PZ | 39
99950945 |  | COPERTURA LAT.LE VERN. B2 DX | ABDECK. SEITL. LACK. B2 RE | B2 RH PAINT. SIDE COVER | COUVERT. LAT.LE VERN. B2 DRTE | COBERTURA LATER. PINT. B2 DCHA | PZ | 51.5
99950946 |  | RACC. P.GOMMA ANG M G1/8 D7,9 | WINKELSCHL.ANSCHL. M G1/8 D7,9 | M G1/8 D7.9 ANG HOSE CONNECTR | RACC.P.TUYAU COUDÉ M G1/8 D7,9 | CONEX PORTAG ANG M G1/8 D7,9 | PZ | 6.3
99950947 |  | RACC. P.GOMMA ANG M G1/4 D7,9 | WINKELSCHLAUCHVERB.M G1/4 D7,9 | ANG. GUMMY HOLDER M GI/4 D7,9 | RACC.P.CAOUTC. ANG.M G1/4 D7,9 | RAC.SUP.GOMA ANG. M G1/4 D7,9 | PZ | 6.9
99950948 |  | RACC. P.GOMMA DIR M G1/8 D7,9 | GER. SCHL.ANSCHL. M G1/8 D7,9 | M G1/8 D7.9 STR HOSE CONNECTR | RACC.P.-TUYAU DR.M G1/8 D7,9 | CONEX PORTAG RECT M G1/8 D7,9 | PZ | 2.9
99950951 |  | PANNELLO FRONTALE D=250 | FRONTPLATTE D=250 | FRONT PANEL D=250 | PANNEAU AVANT D=250 | PANEL FRONTAL D=250 | PZ | 144
99950954 |  | TRAVERSA DX | RICHTIGE CROSS BAR | RIGHT CROSS BAR | TRAVERSE DROITE | BARRA TRANSVERSAL DERECHA | PZ | 20.5
99950955 |  | TRAVERSA SX | LINKS CROSS BAR | LEFT CROSSBAR | LA GAUCHE BARRE TRANSVERSALE | LA IZQUIERDA LA BARRA TRANSVER | PZ | 21
99950956 |  | STAFFA USB | USB-KLAMMER | USB BRACKET | SUPPORT DE L'USB | SOPORTE USB | PZ | 3.4
99950959 |  | LAMIERA COPERTURA | DECKBLATT | COVER SHEET | FEUILLE DE COUVERTURE | HOJA DE CUBIERTA | PZ | 17
99950960 |  | RACC FILTRO BATTERIOLOGICO | MONTAGE BAKTERIOLOGISCHE FILTE | BACTERIOLOGICAL FILTER FITTING | FILTRE BACTÉRIOLOGIQUE RACCORD | FILTRO BACTERIOLÓGICO GUARNICI | PZ | 23.5
99950961 |  | DISTANZIALE POSTERIORE | HINTEN SPACER | REAR SPACER | ECARTEMENT POSTERIEUR | DISTANCIADOR TRASERO | PZ | 4.4
99950962 |  | STAFFA SISTEMA CHIUSURA | KLAMMER-SCHLIESSSYSTEM | BRACKET CLOSING SYSTEM | SYSTÈME DE FERMETURE DE SUPPOR | SISTEMA DE CIERRE | PZ | 27.5
99950963 |  | BOCCOLA TR 16X3 | STECKHÜLSE-TR 16X3 | BUSHING TR 16X3 | BAGUE TR 16X3 | BUJE TR 16X3 | PZ | 99
99950966 |  | ANELLO | RING | RING | ANNEAU | ANILLO | PZ | 1.7
99950969 |  | PERNO MICRO PORTA | ZAPFEN MIKROSCHALTER TÜR | DOOR MICRO PIN | AXE MICROC.PORTE | PERNO MICRO PUERTA | PZ | 6.6
99950970 |  | PIASTRA | PLATTE | PLATE | PLAQUE | PLACA | PZ | 16
99950972 |  | DISTANZIALE LATO CHIUSURA | SCHLIESSEN DER SEITE SPACER | CLOSING SIDE SPACER | FERMETURE CÔTÉ ENTRETOISE | ESPACIADOR LATERALES DE CIERRE | PZ | 13.5
99950973 |  | GUIDA MOTORIDUTTORE | TÜR-GEAR GUIDE | DOOR GEAR GUIDE | GUIDE D'ÉQUIPEMENT PORTE ENGIN | ENGRANAJE GUÍA DE LA PUERTA | PZ | 5.9
99950974 |  | PIASTRA MOTORIDUTTORE | PLATTE GETRIEBEMOTOR | GEARMOTOR PLATE | PLAQUE MOTORÉDUCTEUR | PLACA MOTORREDUCTOR | PZ | 19.5
99950975 |  | ALBERO SCANALATO DIN 5481 | VERZAHNTE WELLE DIN5481 | SPLINED SHAFT DIN5481 | ARBRE CANNELE' DIN5481 | EJE ESTRIADO DIN5481 | PZ | 25
99950976 |  | LAMIERA | BLECH | METAL SHEET | TÔLE | METAL DE HOJA | PZ | 7.1
99950978 |  | BLOCCHETTO BARRA CHIUSURA | SCHLIESSUNG BAR PAD | CLOSING BAR PAD | FERMETURE BAR PAD | CIERRE BAR PAD | PZ | 47
99950982 |  | TRAVERSA CHIUSURA A VITE | KREUZ SCHRAUBE BAR | CROSS SCREW BAR | TRAVERSER BARRE VISSÉE | CRUZ TORNILLO BARRA | PZ | 92
99950983 |  | DISTANZIALE LATO CERNIERA | SCHARNIERSEITE SPACER | HINGE-SIDE SPACER | ENTRETOISE CÔTÉ CHARNIÈRE | ESPACIADOR DEL LADO DE LA BISA | PZ | 13.5
99950984 |  | ANGOLARE | ECKIGE KLAMMER | ANGULAR BRACKET | SUPPORT ANGULAIRE | SOPORTE ANGULAR | PZ | 7.4
99950985 |  | STAFFA FULCRO | PIVOT-HALTERUNG | PIVOT BRACKET | SUPPORT DE PIVOT | SOPORTE PIVOTANTE | PZ | 78
99950986 |  | PERNO CERNIERA | KUPPLUNGSSTAB | HINGE PIN | AXE DE CHARNIÈRE | PASADOR DE LA BISAGRA | PZ | 11.5
99950987 |  | RACC PORTAFILTRO CON INTAGL | ANSCHL. FILTERHALTER MIT NUT | FILTER CARRIER COUPL W/CUTTING | RACC.PORTE-FILTRE AVEC CRÉNEAU | CONEX PORTAFILTRO CON CORTE | PZ | 24.5
99950989 |  | STAFFA SUPPORTO CALDAIA | KESSEL-HILFS-KLAMMER | BOILER SUPPORT BRACKET | SUPPORT DE CHAUDIÈRE | SOPORTE DE CALDERA | PZ | 11
99950990 |  | DISTANZIALE | ABSTANDSTÜCK | SPACER | ÉPAISSEUR | DISTANCIADOR | PZ | 13.5
99950991 |  | DISTANZIALE | ABSTANDSTÜCK | SPACER | ÉPAISSEUR | DISTANCIADOR | PZ | 13
99950992 |  | CORPO INTERNO GENERATORE | INNENKÖRPER GENERATOR | GENERATOR INSIDE BODY | CORPS INT. GÉNÉRATEUR | CUERPO INTERNO GENERADOR | PZ | 100
99950993 |  | CORPO ESTERNO GENERATORE | AUSSENKÖRPER GENERATOR | GENERATOR OUTSIDE BODY | CORPS EXT. GÉNÉRATEUR | CUERPO ESTERNO GENERADOR | PZ | 106
99950994 |  | SUPPORTO SCHEDA | KARTENUNTERSTÜTZUNG | CARD SUPPORT | SUPPORT DE PLATINE | SOPORTE DE LA TARJETA | PZ | 38.5
99950995 |  | PARASPRUZZI | SPRITZSCHUTZ | SPLASH GUARD | PARE-ÉCLABOUSSURES | PROTECCIÓN CONTRA SALPICADURAS | PZ | 2.9
99950997 |  | PIASTRA | PLATTE | PLATE | PLAQUE | PLACA | PZ | 2.9
99950998 |  | STAFFA DISPLAY | DISPLAYBÜGEL | DISPLAY PRACKET | ÉQUERRE ÉCRAN | SOPORTE PANTALLA | PZ | 12.5
99951012 |  | SCAMBIATORE DI CALORE BIVEN | WÄRMEAUSTAUSCHER BIVEN | BI-FAN HEAT EXCHANGER | ÉCHANGEUR DE CHALEUR BIVEN | INTERCAMBIADOR CALOR BIVEN | PZ | 108
99951018 |  | STAFFA PORTA BARRA LED | LED BAR TÜR HALTERUNG | LED BAR DOOR BRACKET | SUPPORT PORTE BARRE LED | SOPORTE DE LA PUERTA DEL BAR D | PZ | 4.8
99951019 |  | FILTRO ANTIPOLVERE | STAUBSCHUTZFILTER | ANTI DUST FILTER | FILTRE ANTI-POUSSIÈRE | FILTRO ANTIPOLVO | PZ | 19.5
99951020 |  | PANNELLO TERMOISOL.17 LT | WÄRME ISOLIERENDE PANEL 17LT | HEAT INSULATING PANEL 17LT | PANNEAU THERMO-ISOLANT 17LT | PANEL AISLANTE DE CALOR 17LT | PZ | 26.5
99951021 |  | PANNELLO TERMOIS.POST.17-22 | RÜCKSEITE WÄRME ISOLIEREND 17- | REAR HEAT INSULATING PANEL 17- | ISOLANT THERMIQUE CONTRE-FEU 1 | PANEL AISLANTE DE CALOR 17-22L | PZ | 24.5
99951022 |  | PANNELLO TERMOISOL.22 LT | WÄRME ISOLIERENDE PANEL 22LT | HEAT INSULATING PANEL 22LT | PANNEAU THERMO-ISOLANT 22LT | PANEL AISLANTE DE CALOR 22LT | PZ | 37.5
99951032 |  | TRAV.CHIUS. VITE CALDAIA 28 | TRAVERSE VERSCHL. SCHRAUBE KES | SCREW CLOSING CROSS BAR 28 | TRAVERSE FERMETURE VIS CHAUDIÈ | TRAV. CERR. TORNILLO CALDERA 2 | PZ | 106
99951033 |  | PANNELLO TERMOISOL.28 | WÄRMEISOL. PLATTE28 | THERMO-INSULATING PANEL.28 | PANNEAU THERMOISOL.28 | PANEL TERMOAISL. 28 | PZ | 60
99951034 |  | PANNELLO TERMOIS.POST.28 | HINT. WÄRMEISOL. PLATTE28 | REAR HEAT INSULATING PANEL 28 | PANNEAU THERMOIS.ARR.28 | PANEL TERMOAISL. TRAS. 28 | PZ | 32.5
99951040 |  | PANNELLO FRONTALE D=280 | FRONTPLATTE D = 280 | FRONT PANEL D = 280 | PANNEAU AVANT D = 280 | PANEL FRONTAL D = 280 | PZ | 120
99951041 |  | PORTATRAYS 28 LT | TRAYHALTER 28 LT | TRAY HOLDER 28 LT | PORTE-PLATEAUX 28 LT | PORTABANDEJAS 28 LT | PZ | 160
99951042 |  | VASSOIO IN FILO 28 LT | TABLETT AUS DRAHTGITTER 28 L | 28LT STEEL WIRE TRAY | PLATEAU EN FIL ACIER 28 L | BANDEJA DE ALAMBRE 28 L | PZ | 51
99951043 |  | SPINTORE | SCHIEBER | PUSHER | POUSSOIR | EMPUJADOR | PZ | 5.1
99951044 |  | SUPPORTO SPINTORE | UNTERSTÜTZUNG-SCHIEBER | SUPPORT PUSHER | POUSSOIR DE SOUTIEN | EMPUJADOR DE APOYO | PZ | 9.8
99951047 |  | LAMIERA COPERTURA LT.28 | DECKBLATT FÜR 28LT | COVER PLATE 28LT | FEUILLE DE COUVERTURE POUR 28L | PORTADA PARA 28LT | PZ | 17
99951048 |  | SUPPORTO PURE | HALTER PURE | PURE 100 SUPPORT | SUPPORT PURE | SOPORTE PURE | PZ | 12
99951051 |  | LAMIERA DI PROTEZIONE | SCHUTZFOLIE | PROTECTIVE SHEET | FEUILLE DE PROTECTION | HOJA PROTECTORA | PZ | 10.5
99951056 |  | STAFFA SPORTELLO SERBATOIO | KLAPPENBÜGEL BEHÄLTER | TANK DOOR BRACKET | BRIDE PORTE RÉSERVOIR | SOPORTE PUERTA DEPÓSITO | PZ | 7.3
99951057 |  | PIASTRA SUPPORTO EVO30 | HALTERPLATTE EVO30 | EVO30 SUPPORT PLATE | PLAQUE SUPPORT EVO30 | PLACA SOPORTE EVO30 | PZ | 15.5
99951059 |  | ASS CONTRORULLO STAMPANTE | GEGENROLLE DRUCKERGRUPPE | COUNTER-ROLLER PRINTER GROUP | GR.CONTRE-ROULEAU IMPRIMANTE | GRUPO CONTRA-RODILLO IMPRESORA | PZ | 48
99951069 |  | PIASTRA | PLATTE | PLATE | PLAQUE | PLACA | PZ | 4
99951079 |  | BOCCOLA GALLEGGIANTE | SCHWIMMERBUCHSE | FLOATING BUSHING | DOUILLE FLOTTANT | COJINETE FLOTANTE | PZ | 6
99951087 |  | LAMIERA BASAMENTO | UNTERGESTELLBLECH | BASE SHEET | TÔLE EMBASE | CHAPA BANCADA | PZ | 102
99951088 |  | RACCORDO DI RICIRCOLO | RÜCKFÜHRUNGANSCHLUSS | RECYCLING COUPLING | RACCORD DE RECIRCULATION | EMPALME DE RECIRCULACIÓN | PZ | 38.5
99951089 |  | RACCORDO DI SCARICO | ABLASSANSCHLUSS | DRAINAGE COUPLING | RACCORD D’ÉVACUATION | EMPALME DE DESAGÜE | PZ | 58
99951090 |  | TRAVERSA POSTERIORE | QUERTRÄGER HINT. | REAR CROSSBAR | TRAVERSE ARRIÈRE | TRAVESAÑO TRASERO | PZ | 28
99951092 |  | STAFFA SCHEDE | PLATINE SCHELLE | BOARDS BRACKET | SUPPORT PLATINES | SOPORTE TARJETAS | PZ | 44
99951093 |  | CANOTTO DI SCARICO | ABLASSSCHLAUCH | DRAYNAGE SLEEVE | CANOT DE DECHARGEMENT | BOTE DE DESCARGA | PZ | 40.5
99951094 |  | PERNO MOLLA A GAS | GASFEDERSTIFT | GAS SPRING PIN | PIVOT RESSORT À GAZ | PERNO MUELLE DE GAS | PZ | 12.5
99951095 |  | CANOTTO DI RICIRCOLO | RÜCKFÜHRUNGSSCHLAUCH | RECYCLING SLEEVE | CANOT DE RECIRCLE | BOTE RECIRCULACION | PZ | 24.5
99951097 |  | CANALE DI MANDATA | FÖRDERSTROM KANAL | AIR OUTPUT CHANNEL | CANAL DE REFOULEMENT | CANAL DE MANDO AIRE | PZ | 33
99951098 |  | DISTANZIALE | DISTANZST. | SPACER | ENTRETOISE | DISTANCIADOR | PZ | 4.7
99951099 |  | STAFFA | BÜGEL | BRACKET | BRIDE | SOPORTE | PZ | 8.1
99951102 |  | SUPPORTO CANOTTO | HÜLSENHALTER | SLEEVE SUPPORT | SUPPORT FOURREAU | SOPORTE TUBO RÍGIDO | PZ | 12.5
99951103 |  | RACCORDO SONDA TEST | ANSCHLUSS TEST-SONDE | TEST PROBE CONNECTION | RACCORD SONDE TEST | EMPALME SONDA TEST | PZ | 18.5
99951104 |  | STAFFA SERBATOIO | TANKHALTERUNG | TANK BRACKET | ETRIER RESERVOIR | SOPORTE TANQUE | PZ | 24.5
99951106 |  | CONNETTORE DI SCARICO | ABLASSVERBINDER | DRAINAGE CONNECTOR | CONNECTEUR D'ÉVACUATION | CONECTOR DE DESAGÜE | PZ | 40
99951108 |  | GRIGLIA FILTRO | FILTERGITTER | FILTER GRID | GRILLE FILTRE | REJILLA FILTRO | PZ | 18
99951115 |  | STAFFA FISSAGG.MICROINTERRUTT. | BEFEST.BÜGEL MIKROSCHALTER | MICROSWITCH FIX BRACKET | SUPPORT FIXAGE MICROINTERR. | SOPORTE FIJACION MICROINTERR. | PZ | 14.5
99951118 |  | COPERTURA DX VERNICIATA | ABDECK. RE LACKIERT | PAINTED RIGHT COVER | COUVERTURE DRTE VERNIE | COBERTURA DCHA. PINTADA | PZ | 56.5
99951119 |  | COPERTURA SX VERNICIATA | ABDECK. LI LACKIERT | PAINTED LEFT COVER | COUVERTURE GCHE VERNIE | COBERTURA IZQ. PINTADA | PZ | 56.5
99951123 |  | TRAVERSA SUPERIORE DX | QUERTRÄGER OBEN RE | RH UPPER CROSSBAR | TRAVERSE SUPÉRIEURE DRTE | TRAVESAÑO SUPERIOR DCHO. | PZ | 20
99951125 |  | TRAVERSA LAT. DX | QUERTRÄGER SEITL. RE | RH SIDE CROSSBAR | TRAVERSE LAT. DRTE | TRAVESAÑO LAT. DCHO. | PZ | 23.5
99951126 |  | MONTANTE DX | PFOSTEN RE | RH UPRIGHT | MONTANT DRT | MONTANTE DCHO. | PZ | 42.5
99951127 |  | MONTANTE SX | PFOSTEN LI | LH UPRIGHT | MONTANT GCHE | MONTANTE IZQ. | PZ | 42.5
99951130 |  | STAFFA SPORTELLO | KLAPPENBÜGEL | DOOR BRACKET | BRIDE PORTE | SOPORTE PUERTA | PZ | 16.5
99951131 |  | PERNO FULCRO COPERCHIO | DECKELANSCHWENKBOLZEN | LID FULCRUM PIN | PIVOT COUVERCLE | PERNO FULCRO TAPA | PZ | 25
99951132 |  | TRAVERSA SUP. FRONTALE | FRONT.KREUZSTUECK UNTERSTUETZ. | SUPER.FRONT CROSSBAR | POUTRE SUP. FRONTALE | TRAVIESA SUP. FRONTAL | PZ | 24.5
99951133 |  | LAMIERA SUPERIORE | OBERES BLECH | UPPER SHEET METAL | TÔLE SUPÉRIEURE | CHAPA SUPERIOR | PZ | 67
99951134 |  | RACCORDO MANDATA ARIA | LUFTVERSORGUNGSANSCHLUSS | DELIVERY PIPE | RACCORD REFOULEMENT AIR | EMPALME ALIMENTACIÓN AIRE | PZ | 13
99951135 |  | CANOTTO | HALTER | SLEEVE | CANOT | BOTE | PZ | 104
99951136 |  | RACCORDO DI CARICO | BEFÜLLUNGSANSCHLUSS | LOADING COUPLING | RACCORD DE CHARGEMENT | EMPALME DE CARGA | PZ | 35
99951137 |  | TUBO | THERMODESINFEKTOR ROHR | HOSE | TUYAU THERMODISINFECT. | MANGUERA | PZ | 5.5
99951139 |  | STAFFA SPORTELLO DX | KLAPPENBÜGEL RE | RIGHT DOOR BRACKET | BRIDE PORTE DRTE | SOPORTE PUERTA DCHA. | PZ | 22.5
99951140 |  | STAFFA SPORTELLO SX | KLAPPENBÜGEL LI | LEFT DOOR BRACKET | BRIDE PORTE GCHE | SOPORTE PUERTA IZQ. | PZ | 22.5
99951141 |  | FILTRO VASCA | WANNENFILTER | TANK FILTER | FILTRE BAC | FILTRO CÁMARA | PZ | 14.5
99951143 |  | PERNO DI SCORRIMENTO | GLEITZAPFEN | SLIDING PIN | PIVOT COULISSANT | PERNO DE DESLIZAMIENTO | PZ | 13.5
99951145 |  | PERNO | BOLZEN | PIN | PIVOT | PERNO | PZ | 8
99951146 |  | BLOCCO PORTA | TÜRBLOCK | DOOR LOCK | BLOQUE PORTE | BLOQUE PUERTA | PZ | 24
99951149 |  | PANNELLO TERMOIS COPERCHIO | WÄRMEISOL. PLATTE DECKEL | COVER THERMAL INSUL. PANEL | PANNEAU THERMOIS COUVERCLE | PANEL TERMOAISL TAPA | PZ | 14.5
99951150 |  | PANNELLO TERMOISOL VASCA | WÄRMEISOL. PLATTE WANNE | CHAMBER THERMAL INSUL. PANEL | PANNEAU THERMOISOL BAC | PANEL TERMOAISL CÁMARA | PZ | 41
99951151 |  | ADATTATORE | ADAPTER | ADAPTER | ADAPTATEUR | ADAPTADOR | PZ | 11.5
99951153 |  | TUBO ARIA | LUFT ROHR | AIR PIPE | TUYAU AIR | MANGUERA AIRE | PZ | 39
99951154 |  | LAMELLA | LAMELLE | BLADE | LAMELLE | LAMINA | PZ | 61.5
99951158 |  | RACCORDO | ANSCHLUSS | COUPLING | RACCORD | EMPALME | PZ | 13
99951160 |  | RACCORDO DI CARICO DETERGENTE | BEFÜLL.ANSCHL. REINIGUNGSM. | DETERGENT LOADING COUPLING | RACCORD CHARGEMENT DÉTERGENT | EMPALME DE CARGA DETERGENTE | PZ | 17.5
99951163 |  | VASCA GALLEGGIANTE | SCHWIMM.TANK | FLOATER TANK | BASSIN FLOTTANT | TANQUE FLOTANTE | PZ | 20
99951164 |  | FISSAGGIO ACQUA STOP | WASSER STOP BEFESTIGUNG | WATER STOP - MOUNTING | FIXAGE EAU STOP | MONTAJE PARADA AGUA | PZ | 20.5
99951166 |  | SUPPORTO CHIUSURA | VERSCHL.HALTER | CLOSING SUPPORT | SUPPORT FERMETURE | SOPORTE CIERRE | PZ | 26.5
99951167 |  | STAFFA ELETTROVALVOLA | BÜGEL MAGNETVENTIL | SOLENOID VALVE BRACKET | BRIDE ÉLECTROVANNE | SOPORTE ELECTROVÁLVULA | PZ | 8
99951169 |  | BLOCCHETTO SCARICO ARIA | LUFTABLASSBLOCK | AIR EXHAUST BLOCK | BLOQUE DECHARGE AIRE | BLOQ. DESCARGA AIRE | PZ | 62.5
99951170 |  | VASCA SCARICO ARIA | ENTLÜFTUNGSKAMMER | EXHAUST AIR TANK | BAC ÉVACUATION AIR | CÁMARA DESAGÜE AIRE | PZ | 28
99951171 |  | RACCORDO SCARICO ARIA | ENTLÜFTUNGSANSCHLUSS | AIR DISCHARGE CONNECTION | RACCORD ÉVACUATION AIR | EMPALME DESAGÜE AIRE | PZ | 19
99951172 |  | DIAFRAMMA | DIAPHRAMM | DIAPHRAGM | DIAPHRAGME | DIAFRAGMA | PZ | 9.9
99951173 |  | LAMIERA SCARICO ARIA | BLECH ENTLÜFTUNG | AIR DRAINAGE SHEET METAL | TÔLE ÉVACUATION AIR | CHAPA DESAGÜE AIRE | PZ | 12.5
99951178 |  | FLANGIA (CALDAIA LT.28) | FLANSCH (KESSEL 28 L) | FLANGE(WATER HEATER LT28) | BRIDE (CHAUDIÈRE 28 L) | BRIDA (CALDERA L 28) | PZ | 145
99951185 |  | PANNELLO LATER.FONOASSORBENTE | SCHALLDÄMMPLATTE SEITLICH | SOUND-PROOFING SIDE PANEL | PANNEAU LATÉR.ACOUSTIQUE | PANEL LATER.FONOABSORBENTE | PZ | 15.5
99951190 |  | BLOCCHETTO TENDICINGHIA | RIEMENSPANNERBLOCK | BELT STRETCHER BLOCK | BLOQUE TENDEUR | BLOQ. TENSOR | PZ | 10.5
99951195 |  | VASSOIO | TABLETT | TRAY | PLATEAU | BANDEJA | PZ | 114
99951196 |  | SUPPORTO VASSOI | TABLETTENHALTER | TRAYS SUPPORT | SUPPORT PLATEAU | SOPORTE BANDEJA | PZ | 87
99951200 |  | STAFFA FULCRO | ANSCHWENKBÜGEL | HEAD BRACKET | ÉQUERRE TÊTE | SOPORTE FULCRO | PZ | 5.6
99951201 |  | PERNO SPORTELLO | BOLZEN FÜR KLAPPE | DOOR PIN | PIVOT PORTE | PERNO PUERTA | PZ | 5.7
99951202 |  | LEVA | HEBEL | LEVER | LEVIER | PALANCA | PZ | 12
99951204 |  | TRAVERSA SUPERIORE SX | QUERTRÄGER OBEN LI | LH UPPER CROSSBAR | TRAVERSE SUPÉRIEURE GCHE | TRAVESAÑO SUPERIOR IZQ. | PZ | 21
99951205 |  | TRAVERSA SUP. FRONTALE | QUERTRÄGER OBEN FRONTAL | FRONT UPPER CROSSBAR | TRAVERSE SUP. AVANT | TRAVESAÑO SUP. FRONTAL | PZ | 27.5
99951207 |  | TRAVERSA LAT. SX | QUERTRÄGER SEITL. LI | LH SIDE CROSSBAR | TRAVERSE LAT. GCHE | TRAVESAÑO LAT. IZQ. | PZ | 19
99951208 |  | PROFILO CHIUSURA | VERSCHL.PROFIL | CLOSING PROFILE | PROFIL FERMETURE | PERFIL CIERRE | PZ | 21
99951209 |  | GANCIO | HAKEN | COUPLING | CROCHET | GANCHO | PZ | 31
99951219 |  | INSERTO SFERICO | KUGELEINSATZ | SPHERICAL INSERT | INSERT SPHERIQUE | INSERTO ESFERICO | PZ | 15.5
99951233 |  | CARTER POSTERIORE | HINTERE HUELSE | REAR CASING | CARTER POSTERIEUR | CARTER POSTERIOR | PZ | 31
99951235 |  | COPERTURA POSTERIORE | ABDECK. HINT. | REAR COVER | COUVERTURE POSTERIEURE | COBERTURA POSTERIOR | PZ | 35.5
99951237 |  | CARTER POSTERIORE | HINTERE HUELSE | REAR CARTER | CARTER POSTERIEUR | CARTER POSTERIOR | PZ | 54
99951243 |  | STAFFA SUPPORTO DX | RECHT UNTERST. SCHELLE | RIGHT SUPPORT BRACKET | SUPPORT DROITE | SOPORTE DE APOYO DERECHA | PZ | 22.5
99951244 |  | STAFFA SPORTELLO SX | LINKS TUER SCHELLE | LEFT DOOR BRACKET | SUPPORT PORTE GAUCHE | SOPORTE PUERTA HIZQUIERDA | PZ | 22.5
99951245 |  | SUPPORTO CHIUSURA | SCHLIESSEN UNTERSTUETZUNG | CLOSING SUPPORT | SUPPORT FERMETURE | SOPORTE CIERRE | PZ | 24.5
99951246 |  | PROFILO DI CHIUSURA | SCHLIESSEN PROFIL | CLOSING PROFILE | PROFIL DE FERMETURE | PERFIL DE CIERRE | PZ | 17
99951248 |  | STAFFA | SCHELLE | BRACKET | SUPPORT | SOPORTE | PZ | 9.7
99951253 |  | TUBO ARIA | LUFT ROHR | AIR PIPE | TUYAU AIR | TUBO AIRE | PZ | 47.5
99951254 |  | TELAIO RISCALDATORE | HEIZUNG RAHMEN | HEATER FRAME | CHASSIS RECHAUFFEUR | MARCO CALENTADOR | PZ | 195
99951256 |  | SPESSORE | STAERKE | THICKNESS | EPAISSEUR | ESPESOR | PZ | 8.5
99951257 |  | GHIERA | ZWINGE | RING | VIROLE | ANILLO | PZ | 22
99951259 |  | COIBENTAZIONE RISCALD ARIA | LUFT HEIZUNG ISORIELUNG | AIR HEATER COIBENTATION | ISOLATION RECHAUF.AIR | AISLAMIENTE CALEFACC. AIRE | PZ | 8.9
99951260 |  | BLOCCHETTO SCARICO ARIA | LUFTABZUGBLOCK | AIR DISCHARGE BLOCK | BLOC DECHARGEM.AIR | BLOQUE DESCARGO AGUA | PZ | 71
99951261 |  | PANNELLO TERMOISOLANTE | WAERMEDAEMMPLATTE | THERMO-INSULATING PANEL | PANNEAU THERMOISOLANTE | PANEL AISLANTE | PZ | 4.9
99951262 |  | LAMELLA | LAMELLE | REED | BANDE | LAMINILLA | PZ | 22.5
99951272 |  | FILTRO | FILTER | FILTER | FILTER | FILTER | PZ | 26
99951279 |  | GUIDA SX FILTRO ANTIPOLVERE | FÜHRUNG LINKS STAUBSCHUTZFILTE | DUSTPROOF FILTER LEFT RUNNER | GUIDE GAUCHE FILTRE ANTIPOUS. | GUIA IZQ. FILTRO ANTIPOLVO | PZ | 4.6
99951280 |  | GUIDA DX FILTRO ANTIPOLVERE | FÜHRUNG RECHTS STAUBSCHUTZFILT | DUSTPROOF FILTER RIGHT RUNNER | GUIDE DROIT FILTRE ANTIPOUS. | GUIA DER. FILTRO ANTIPOLVO | PZ | 4.6
99951290 |  | RACCORDO UGELLO | DUESENVERBINDUNG | NOZZLE FITTING | RACCORD TUYERE | CONECTOR BOQUILLA | PZ | 29.5
99951293 |  | BIELLA MOLLA | FEDER- PLEUELSTANGE | SPRING CONNECTING ROD | RESSORT | MUELLE | PZ | 9
99951295 |  | PERNO RULLO | ROLLENSTIFT | ROLLER PIVOT | AXE ROULEAU | EJE RODILLO | PZ | 44.5
99951317 |  | VASSOIO ALLUMINIO 17 LT | TABLETT AUS ALUMINIUM 17 L | 17 LT ALUMINIUM TRAY | PLATEAU ALUMINIUM 17LT | BANDEJA ALUMINIO 17LT | PZ | 24.5
99951318 |  | VASSOIO ALLUMINIO 22 LT | TABLETT AUS ALUMINIUM 22 L | 22LT ALUMIN.TRAY | PLATEAU ALUMINIUM 22 L | BANDEJA ALUMINIO 22 L | PZ | 37
99951321 |  | SUPPORTO RULLO PRESSORE | HALTER ANDRÜCKERROLLE | PUSHER ROLLER SUPPORT | SUPPORT ROULEAU PRESSEUR | SOPORTER RODILLO PRENSADOR | PZ | 61.5
99951332 |  | SUPPORTO CANOTTO | UNTERSTUETZUNG GELENK | SUPPORT JOINT | SUPPORT FOURREAU | SOPORTE PUNTA DE DRENAJE | PZ | 8.8
99951333 |  | TRAVERSA SUP. DX | RECHT KREUZST. UNTERST. | TOP CROSSBAR RIGHT | BARRE TRANSVERSALE SUO.DROIT | TRAVIESA SUP DERECHA | PZ | 16
99951334 |  | TRAVERSA SUP. SX | LINKS KREUZ. UNTERST. | TOP CROSSBAR LEFT | BARRE TRANSVERS.SUP.GAUCHE | TRAVIESA SUP HIZQUIERDA | PZ | 17
99951335 |  | LAMIERA BASAMENTO TERMODISINF | UNTERGESTELLBLECH THERMODES.. | THERMODESINF BASE METAL SHEET | TOLE BASE THERMODISINFECTEUR | CHAPA BASE TERMODESINFECTOR | PZ | 152
99951336 |  | PONTE POSTERIORE | HINTERE BRUECKE | REAR BRIDGE | PONT POSTERIEUR | PUENTE POSTERIOR | PZ | 102
99951341 |  | SUPPORTO PER CENTRAGGIO | ZENTRIERUNGS UNTERSTUETZ. | BALANCE SUPPORT | SUPPORT POUR CENTRAGE | SOPORTE PARA CG | PZ | 39
99951343 |  | STAFFA SERBATOIO | TANKSCHELLE | TANK BRACKET | SUPPORT RESERVOIR | SOPORTE TANQUE | PZ | 21
99951344 |  | SUPPORTO SERBATOIO | TANK UNTERSTUETZUNG | TANK SUPPORT | SUPPORT RESERVOIR | APOYO TANQUE | PZ | 16.5
99951345 |  | GRUPPO CARTER SUPERIORE BLU | CARTER GRUPPE OBERE BLAU | BLUE SUPERIOR CARTER GRP | GR.CARTER SUPERIEUR BLEU MAN. | GRUPO CARTER SUPER. AZUL | PZ | 63
99951346 |  | GRUPPO CARTER SUPERIORE BLU | GRUPPE CARTER OBERE BLAU | BLUE SUPER. CARTER GRP | GR.CARTER SUPERIER BLEU AUTOM. | GRUPO CARTER SUP. AZUL | PZ | 64
99951360 |  | PONTE ANTERIORE TELAIO | VORDER.BRUECKE RAHMEN | FRONT BRIDGE FRAME | PONT ANTERIEUR CHASSIS | PUENTE ANTERIOR MARCO | PZ | 70
99951363 |  | MENSOLA PORTATRAY 22/28L | BRETT TRAYTABLETT 22/28L | 22/28L TRAY HOLDER SHELF | ETAGERE PORTETRAY 22/28L | ESTANTE PORTATRAY 22/28L | PZ | 16
99951368 |  | PIASTRINO RISC. MICRO | PLÄTTCHEN ERWÄRM. MIKRO | MICRO HEATING PLATE | PLAQUE CHAUF. MICRO | PLACA CALEF. MICRO | PZ | 4.3
99951397 |  | PERNO FILETTATO TR 16X3 | GEWINDESTIFT TR 16X3 | 16X3 TR THREADED PIN | PIVOT FILETAGE TR 16X3 | PERNO FILETE TR 16X3 | PZ | 55.5
99951406 |  | TRAVERSA SX | QUERTRÄGER LI | LH CROSSBAR | TRAVERSE GCHE | TRAVESAÑO IZQ. | PZ | 23.5
99951407 |  | CARTER POSTERIORE | HINTERE ABDECKUNG | REAR CARTER | CARTER POSTERIEUR | CARTER POSTERIOR | PZ | 42.5
99951409 |  | LAMIERA BASAMENTO | SOCKEL STAHLBLECH | BASE SHEET-METAL | TOLE BASE | CHAPA BASE | PZ | 166
99951413 |  | CHIAVE | SCHLUESSEL | KEY | CLE | LLAVE | PZ | 6.1
99951438 |  | MENSOLA PORTATRAY 17L | BRETT TRAYTABLETT 17L | 17 LT TRAYHOLDER BRACKET | PLATEAU PORTETRAY 17LT | BANDEJA PORTA-TRAY 17LT | PZ | 16
99951447 |  | RACC. TAPPO CON FERMO | ANSCHL. DECKEL MIT VERSCHLUSS | BRAKE CAP CONNECTOR | CONEC. BOUCH. AVEC ARRET | CONEX. TAPA CON TOPE | PZ | 9.3
99951449 |  | CESTELLO SUPERIORE | OBERER KORB | UPPER BASKET | PANIER SUPERIEUR | BANDEJA SUPERIOR | PZ | 218
99951457 |  | SCAMBIATORE DI CALORE | WÄRMETAUSCHER | HEAT EXCHANGER | ECHANGEUR DE CHALEUR | INTERCAMBIADOR DE CALOR | PZ | 120
99951467 |  | DISTANZIALE LATO CERNIERA | DISTANZST. SCHARNIERSEITE | HINGE SIDE SPACER | ENTRETOISE COTE CHARNIERE | DISTANCIADOR LADO CREMALLERA | PZ | 3.8
99951474 |  | PIASTRA FISSAGGIO POMPE | BEFESTIGUNGSPLATTE PUMPEN | PUMPS FIXING PLATE | PLAQUE FIX. POMPE | PLACA FIJ. BOMBA | PZ | 6
99951476 |  | STAFFA FULCRO | ANSCHWENKBÜGEL | PIVOT BRACKET | ETRIER CENTRE | SOPORTE FULCRO | PZ | 62
99951477 |  | SCAMBIATORE DI CALORE S | WAERMEAUSTAUSCHER S | S WARMTH EXCHANGER | ECHANGEUR DE CHALEUR S | INTERCAMBIADOR DE CALOR S | PZ | 97.5
99951478 |  | CESTELLO INFERIORE T45 | T45 NIEDRIGER TANK | T45 INFERIOR BASKET | PANIER INF.T45 | COLECTOR INFERIOR T45 | PZ | 204
99951479 |  | LAMIERA COPERTURA | ABDECK.SBLECH | COVER PLATE | TOLE COUVERTURE | CHAPA COBERTURA | PZ | 26.5
99951516 |  | TRAFILATO FRONT. | FRONTALER DRAHT | FRONT WIRE | TREFILE FRONTAL | TREFILADO FRONTAL | PZ | 488
99951519 |  | FASCIA TETHYS T45 | TETHYS T45 BAND | TETHYS T45 BRACKET | BANDE TETHYS T45 | BANDA TETHYS T45 | PZ | 189
99951521 |  | SPALLA VERN. SX FRONTALE | FRONTAL LINKE LACK. UNTERLAGE | FRONT LEFT PAINT. SUPPORT | SOUTIEN VERN. GAUCHE FRONT. | APOYO PINT. IZQ. FRONTAL | PZ | 24.5
99951522 |  | SPALLA VERN. DX FRONTALE | FRONTAL RECHTE LACK. UNTERLAGE | FRONT RIGHT PAINT. SUPPORT | SOUTIEN VERN. DROIT FRONT. | APOYO PINT. DER. FRONTAL | PZ | 24.5
99951525 |  | FINITURA FRONTALE BRAND (VER) | ENDBEAR. FRONTAL BRAND (LACK.) | BRAND FRONT FINISHING (PAINT) | FINISSAGE FRONTAL BRAND (VER) | ACABADO FRONTAL BRAND(PINT.) | PZ | 244
99951540 |  | LEVA BLOCCO CARTUCCIA | SPERRHEBEL KARTUSCHE | CARTRIDGE BLOCKING LEVER | LEVIER BLOC. CARTUCHE | LEVA BLOC. CARTUCHO | PZ | 28
99951541 |  | PERNO FORATO | AUFGEBOHRTER BOLZEN | DRILLED PIVOT | AXE PERCE' | EJE PERFORADO | PZ | 5
99951559 |  | CANOTTO SUPPORTO OR | O-RING-HALTEHÜLSE | OR SUPPORT SCREW | CANOT SUPPORT OR | BOTE SOPORTE OR | PZ | 12
99951563 |  | FINITURA FRONTALE (VER) | VORDERE VEREDELUNG (LACKIERT) | FRONT FINISHING (PAINT) | FINISSAGE FRONTAL (VERN.) | ACABADO FRONTAL (PINT.) | PZ | 271
99951564 |  | TAPPO FRONTALE (VER) | VERSCHL. FRONTAL (LACK.) | FRONT CAP (PAINT) | BOUCHON FRONTAL (VERN) | TAPA FRONTAL (PINT) | PZ | 26.5
99951567 |  | FASCIA SUPERIORE (VERNICIATA) | OBERER STREIFEN (LACKIERT) | UPPER BAND (PAINTED) | BANDE SUPÉRIEURE (VERNIE) | CINTA SUPERIOR (PINTADA) | PZ | 96.5
99951575 |  | LAMIERA COPERCHIO (VER) | DECKELBLECH (LACK.) | COVER PLATE (PAINT) | TOLE COUVERCLE (VERN) | CHAPA TAPA (PINT) | PZ | 55.5
99951589 |  | SPORTELLO (TAMPOGRAFATO) | KLAPPE (MIT TAMPONDRUCK) | DOOR (PAD-PRINTED) | PORTE (TAMPOGRAPHIÉE) | PUERTA (CON TAMPOGRAFÍA) | PZ | 54
99951616 |  | STAFFA GRUPPO ESTRATTORE | BÜGEL GRUPPE AUSZIEHER | EXTRACTOR GROUP BRACKET | SUPP. GR. EJECTEUR | SOP. GR. EXTRACTOR | PZ | 12
99951617 |  | SUPPORTO MOTORIDUTTORE | GETRIEBEMOTORLAGERUNG | GEAR MOTOR SUPPORT | SUPPORT MOTOREDUCTEUR | SOPORTE MOTORREDUCTOR | PZ | 12
99951618 |  | CONVOGLIATORE SUPERIORE | OBENE FOERDERANLAGE | UPPER CONVEYOR | CONVOYEUR SUPERIEUR | TRANSPORTADOR SUPERIOR | PZ | 57
99951619 |  | RALLA FISSAGGIO OR | OR BEFESTIGUNG SCHEIBE | OR FIXING SLEWING RING | COURONNE DE DIRECTION | SLEWING ANILLO | PZ | 9.2
99951620 |  | CANNOTTO GUIDA | FÜHRUNGSPINOLE | GUIDE QUILL | CANOT GUIDE | BOTE GUIA | PZ | 18
99951621 |  | FLANGIA SEDE MOLLA | FLANSCH FEDERSITZ | SPRING SECT. FLANGE | BRIDE RESSORT | BRIDA MUELLE | PZ | 21.5
99951623 |  | LAMIERA DI CENTRAGGIO | ZENTRIERBLECH | CENTERING SHEET METAL | TOLE DE CENTRAGE | CHAPA DE CENTRAJE | PZ | 29.5
99951624 |  | SUPPORTO LATERALE | SEITLICHER HALTER | LATERAL SUPPORT | SUPPOR LATERAL | SOPORTE LATERAL | PZ | 15.5
99951625 |  | SEDE MANIPOLO | HANDSTUECK SITZ | HANDPIECE SITE | SIEGE PIECE A MAIN | SEDE PIEZA DE MANO | PZ | 17.5
99951628 |  | GHIERA SEDE MANIPOLO | NUTMUTTER HANDSTÜCKSITZ | HANDPIECE SPOT FERRULE | BAGUE SIEGE PIECE A MAIN | TUERCA SEDE PIEZA DE MANO | PZ | 18.5
99951633 |  | FILTRO MICROPOROSO | MIKROPOROES FILTER | MICROPOROUS FILTER | FILTRE MICROPOREUX | FILTRO MICROPOROSO | PZ | 27.5
99951641 |  | PORTHOLE 28L | LUKE 28L | PORTHOLE 28L | PORTE 28L | PUERTA 28L | PZ | 163
99951643 |  | PORTHOLE 17-22L | LUKE 17-22L | PORTHOLE 17-22L | PORTE 17-22L | PUERTA 17-22L | PZ | 157
99951645 |  | ASSEMBLY WELDED CHAMBER 17L | BAUGRUPPE GESCHWEISSTE KAMMER | ASSEMBLY WELDED CHAMBER 17L | CHAMBRE D'ASSEMBL. SOUDEE17L | CAMARA DE MONTAJE SOLD. 17L | PZ | 600
99951646 |  | ASSEMBLY WELDED CHAMBER 22L | BAUGRUPPE GESCHWEISSTE KAMMER | ASSEMBLY WELDED CHAMBER 22L | CHAMBRE D'ASSEMBL. SOUDEE 22L | CÁMARA DE MONTAJE. SOLDADO 22L | PZ | 655
99951647 |  | ASSEMBLY WELDED CHAMBER 28L | BAUGRUPPE GESCHWEISSTE KAMMER | ASSEMBLY WELDED CHAMBER 28L | CHAMBRE D'ASSEMBL. SOUDEE 28L | CÁMARA DE MONTAJE. SOLDADO 28L | PZ | 705
99951680 |  | CORPO DISTRIBUTORE | VERTEILERKÖRPER | DISTRIBUTION BODY | CORPS DISTRIBUTEUR | CUERPO DISTRIBUIDOR | PZ | 174
99951681 |  | TAPPO SEDE MANIPOLO | VERSCHL. HANDSTÜCKSITZ | HANDPIECE SPOT CAP | BOUCHON SIEGE PIECE A MAIN | TAPA SEDE PIEZA DE MANO | PZ | 5.2
99951686 |  | BUSSOLA FRONTALE | BUCHSE FRONTAL MONT. | FRONT BUSHING | BOUSSOLE FRONTAL | BRUJULA FRONTAL | PZ | 4.7
99951702 |  | GHIERA MIDWEST | NUTMUTTER MIDWEST | MIDWEST RING NUT | BAGUE MIDWEST | ANILLO MIDWEST | PZ | 8.4
99951703 |  | GHIERA | NUTMUTTER | RING NUT | BAGUE | ANILLO | PZ | 7.2
99951706 |  | PORTA UGELLI | DÜSENHALTER | NOZZLE HOLDER | PORTE BUSE | PARTA BOQUILLA | PZ | 16.5
99951712 |  | IMBOCCATURA BLU | MUNDSTÜCK BLAU | BLUE ENTRANCE | EMBOUCHURE BLEU | EMBOCADURA AZUL | PZ | 32
99951716 |  | CARTER POSTERIORE (VERNICIATO) | ABDECK. HINT. (LACKIERT) | REAR COVER (PAINTED) | CARTER POSTER. (VERN) | CARTER TRASERO. (VERN) | PZ | 48
99951717 |  | SPORTELLO LATERALE (VERN) | SEITLICHE KLAPPE (LACK.) | SIDE DOOR (PAINT.) | PORTE LATERALE (VERN) | PUERTA LATERAL (PINT) | PZ | 58.5
99951718 |  | CARTER SUPER E LAT (VERN) | OB. UND SEITENABDECKUNG (LACK | SIDE AND UPPER CARTER (PAINT) | CARTER SUPER. ET LATER. (VERN) | CARTER SUPER. Y LATER. (PINT) | PZ | 85.5
99951722 |  | BOCCOLA | BUCHSE | BUSHING | BAGUE | CASQUILLO | PZ | 5.9
99951736 |  | RISCONTRO BARRA SALDANTE | ANSCHLAG SIEGELLEISTE | SEALING BAR | BARRE SOUDURE | BARRA SOLDADORA | PZ | 26
99951744 |  | PANNELLO FRONT. 28L | FRONTPLATTE 28L | 28L FRONT PANEL | PANNEAU FRONT. 28L | PANEL DELANT. 28L | PZ | 140
99951745 |  | PANNELLO FRONT. 17-22L | FRONTPLATTE 17-22L | 17-22L FRONT PANEL | PANNEAU FRONT. 17-22L | PANEL DELANT. 17-22L | PZ | 147
99951746 |  | PANNELLO FRONT. 17-22L | FRONTPLATTE 17-22L | 17-22L FRONT PANEL | PANNEAU FRONT. 17-22L | PANEL DELANT. 17-22L | PZ | 182
99951747 |  | PANNELLO FRONT. 28L | FRONTPLATTE 28L | 28L FRONT PANEL | PANNEAU FRONT. 28L | PANEL DELANT. 28L | PZ | 182
99951753 |  | ANELLO | RING | RING | ANNEAU | ANILLO | PZ | 7.9
99951756 |  | SUPPORTO ALIMENTATORE | NETZTEILHALTER | POWER SUPPLY UNIT SUPPORT | SUPPORT ALIMENTATEUR | SOPORTE ALIMENTADOR | PZ | 42
99951769 |  | SUPPORTO RULLI DI SALDATURA | SCHWEISSROLLENHAELTER | SUPPORTO RULLI DI SALDATURA | SUPPORT ROULEAU DE SOUDURE | SOPORTE RODILLOS DE SOLDADURA | PZ | 56.5
99951780 |  | IMBOCCATURA VERDE | MUNDSTÜCK GRÜN | GREEN ENTRANCE | EMBOUCHURE VERT | EMBOCADURA VERDE | PZ | 42.5
99951783 |  | LAMIERA PER GUARNIZIONE | BLECH FUER DICHTUNG | GASKET SHEET | TOLE POUR ETANCHEITEE | CHAPA PARA JUNTA | PZ | 27.5
99951805 |  | RUOTA DENT CONDOTTA BARRA SALD | ZAHNRAD SCHWEISSSTANGE | SEALING BAR SPROCKET | ROUE DENT. CONDUITE BARRE SOUD | RUEDA DENT. COND. BARRA SOLDAD | PZ | 27
99951817 |  | SUPPORTO MAGNETI | MAGNETE ABSTUETZUNG | MAGNETS SUPPORT | SUPPORT IMANS | SOPORTE IMANES | PZ | 42
99951835 |  | FERMO PER MAGNETE | HALTEVORR. FÜR MAGNETE | RETAINER FOR MAGNET | ARRETE POUR AIMANT | FIRME PARA IMAN | PZ | 3.8
99951839 |  | PIATTO CHIUSURA | PIATTO CHIUSURA | PIATTO CHIUSURA | PIATTO CHIUSURA | PIATTO CHIUSURA | PZ | 44
99951844 |  | RACCORDO FLUSSIMETRO | D.FLUSSM.ANSCHLUSS | FLOW METER FITTING | RACCORD DÉBITMÈTRE | EMPALME MEDIDOR DE CAUDAL | PZ | 11
99951845 |  | RACCORDO POMPA | PUMPENANSCHLUSS | PUMP FITTING | RACCORD POMPE | CONECTOR BOMBA | PZ | 8.9
99951863 |  | PERNO CON RULLO DI CONTRASTO | STIFT MIT WIDERSTANDSROLLE | PERNO CON RULLO DI CONTRASTO | PIVOT ROULEAU D'OPPOSITION | PERNO RODILLO DE CONTRASTE | PZ | 75.5
99951880 | (**) | TAMPONE TARATURA CENTR. OBLO' | EICHDORN ZENTR. SCHAUAUGE | PORTHOLE CENTR. CALIB. PAD | PISTON CALIBRATION CENTR. PORT | EMBOLO CALIBRACION CENTR. PUER | PZ | 15
99951894 |  | PORTHOLE 17-22L | PORTHOLE 17-22L | PORTHOLE 17-22L | PORTE 17-22L | PUERTA 14-22L | PZ | 210
F13312003 |  | RIDUZ TUBO 2X4 A 4X6 | REDUZIERSTÜCK 2X4 ZU 4X6 | REDUCTION TUBE 2X4 TO 4X6 | REDUCTEUR TUYAU 2X4 A 4X6 | REDUCCION TUBO 2X4 A 4X6 | PZ | 3
F22211G00 | #5 | GUARNIZIONE 4 VIE ATT.MANIPOLI | DICHTUNG, VIERWEGE-, ANSCHLUSS | HANDPIECE CONNECTOR 4-WAY GASK | JOINT 4 VOIES RACCORD P.A.M | JUNTA 4 VÍAS CONEXIÓN MAN | PZ | 1.5
F22334000 |  | FRIZIONE | KUPPLUNG | CLUTCH | EMBRAYAGE | EMBRAGUE | PZ | 2.5
F22464R00 |  | MICROLAMP CLEANLIGHT VITE | GLÜHLAMPE OPTIKFASERN | FIBRE OPTIC BULB - 2 PINS | MICRO AMPOULE CLEANLIGHT VIS | BOMBILLA FIBRAS ÓPTICAS | PZ | 55
F241P2600 |  | RACC.NIPPLO INOX 1,5 X 2,5 | DROSSEL 1,5 X 2,5 | INOX THROTTLE 1,5 X 2,5 | RACCORD NIPPLO INOX 1,5 X 2,5 | JUNTO NIPPLO INOX 1,5 X 2,5 | PZ | 5.4
F242S0100 |  | GANCIO PER LOCALIZZATORE APICA | HAKEN FÜR APEX-LOCATOR | HOOK FOR APICAL LOCATOR | CROCHET POUR LOCALISATEUR APIC | GANCHE PARA LOCALIZADOR APICAL | PZ | 27
F242S17R0 |  | SONDA CON GUAINA | SONDE MIT HÜLSE | PROBE WITH SHEATH | SONDE AVEC GAINE | SONDA CON TUBO FLEXIBLE DE CON | PZ | 58
F380B2200 | (**) | CHIAVE PER SERRAGGIO GHIERA DU | SCHLÜSSEL FÜR ANZUG GEWINDERIN | WRENCH FOR TIGHTENING LOCKNUT | CLE POUR SERRAGE DOUILLE | LLAVE PARA APRIETE VIROLA | PZ | 17.5
F515A89G0 |  | INNESTO FEMMINA | ANSCHLUSS MT FÜR RÜCKENLEHNE | FEMALE CONNECTOR FOR BACKREST | RACCORD FEMELLE POUR DOSSIER | ACOPLAMIENTO HEMBRA PARA RESPA | PZ | 1
F631Y06P0 | (**) | ATTREZZO PULIZIA SPRAY TURBINA | REINIGUNGSGERÄT BOHRKOPF | HI POWER HEAD CLEANING TOOL | OUTIL NETTOYAGE TETE | HERRAMIENTA LIMPIEZA CABEZAL | PZ | 29.5
F643C0100 |  | VITE FISSAGGIO ATTACCO(MOT.K) | BEFESTIGUNGSSCHRAUBE ANSCHLUSS | CONNECTION FASTENING SCREW | VIS FIXATION RACCORD (MOT. K) | TORNILLO FIJACIÓN CONEXIÓN | PZ | 1
F648C0100 | #6 | OR 6,55X0,85 NBR 50SH | O-RING FÜR ANSCHLUSS SPRAY | O-RING FOR SPRAY CONNECTION | JOINT OR 6,55X0,85 NBR 50SH | O RING PARA CONEXIÓN SPRAY | PZ | 2.5
F660A2000 | #5 | GUARNIZIONE OR 1,2X1,2 VITON 7 | DICHTUNG OR 1,2X1,2 VITON 7 | OR GASKET 1,2X1,2 VITON 7 | JOINT OR 1,2X1,2 VITON 7 | JUNTA OR 1,2X1,2 VITON 7 | PZ | 1.4
F680C2700 |  | PUNTA TIPO C1 | SPITZE TYP C1 | TYPE C1 TIP | POINTE TYPE C1 | PUNTA TIPO C1 | PZ | 65
F680C2800 |  | PUNTA TIPO C2 | SPITZE TYP C2 | TYPE C2 TIP | POINTE TYPE C2 | PUNTA TIPO C2 | PZ | 65
F680C4400 |  | PUNTA TIPO P1 | SPITZE TYP P1 | TYPE P1 TIP | POINTE TYPE P1 | PUNTA TIPO P1 | PZ | 65
F680C62G0 |  | PORTAPUNTE IN GOMMA X PIEZO | BOHRSPITZENTRÄGER AUS GUMMI FÜ | RUBBER TIP HOLDER FOR PIEZO | PORTE INSERTS POUR PIEZO | PORTAPUNTAS DE GOMA PARA PIEZO | PZ | 5.8
F680C6600 |  | PUNTA TIPO E4 | SPITZE TYP E4 | TYPE E4 TIP | POINTE TYPE E4 | PUNTA TIPO E4 | PZ | 65
F680C6700 |  | PORTA-FILE E2 | FADENTRÄGER E2 | TYPE E2 TIP | PORTE FILE E2 | PUNTA FILE E2 | PZ | 65
F680C6800 |  | PORTA-FILE E1 | FADENTRÄGER E1 | TYPE E1 TIP | PORTE FILE E1 | PUNTA FILE E1 | PZ | 65
F680C6900 |  | PUNTA TIPO E3 | SPITZE TYP E3 | TYPE E3 TIP | POINTE TYPE E3 | PUNTA TIPO E3 | PZ | 65
F680C7700 |  | PUNTA TIPO RR | SPITZE TYP RR | TYPE RR TIP | POINTE TYPE RR | PUNTA TIPO RR | PZ | 65
F680C7800 |  | PUNTA TIPO RL | SPITZE TYP RL | TYPE RL TIP | POINTE TYPE RL | PUNTA TIPO RL | PZ | 65
F680C7900 |  | PUNTA TIPO R3 | SPITZE TYP R3 | TYPE R3 TIP | POINTE TYPE R3 | PUNTA TIPO R3 | PZ | 65
F680C8100 |  | PUNTA TIPO R1 | SPITZE TYP R1 | TYPE R1 TIP | POINTE TYPE R1 | PUNTA TIPO R1 | PZ | 65
F680C8200 |  | PUNTA TIPO R2 | SPITZE TYP R2 | TYPE R2 TIP | POINTE TYPE R2 | PUNTA TIPO R2 | PZ | 65
F680C8300 |  | PUNTA TIPO P3 | SPITZE TYP P3 | TYPE P3 TIP | POINTE TYPE P3 PIEZOSTERIL 5 | PUNTA TIPO P3 | PZ | 65
F680C9900 |  | PUNTA TIPO C4 | SPITZE TYP C4 | TYPE C4 TIP | POINTE TYPE C4 | PUNTA TIPO C4 | PZ | 65
F680E0300 |  | PUNTA TIPO SC2 | SCHLÜSSEL TYP SC2 | TYPE SC2 TIP | POINTE TYPE SC2 | PUNTA TIPO SC2 | PZ | 140
F680E0400 |  | PUNTA TIPO SC3 | SCHLÜSSEL TYP SC3 | TYPE SC3 TIP | POINTE TYPE SC3 | PUNTA TIPO SC3 | PZ | 140
F680E0600 |  | PUNTA TIPO SC4 | SCHLÜSSEL TYP SC4 | TYPE SC4 TIP | POINTE TYPE SC4 | PUNTA TIPO SC4 | PZ | 140
F680E0700 |  | PUNTA TIPO SC5 | SCHLÜSSEL TYP SC5 | TYPE SC5 POINT | POINTE TYPE SC5 | PUNTA TIPO SC4 | PZ | 140
F680E0900 |  | PUNTA TIPO SC7 | SPITZE TYP SC7 | ?C_PUNTA TIPO SC7 | EMBOUT TYPE SC7 | PUNTA TIPO SC7 | PZ | 140
F680E2100 |  | PUNTA TIPO SC8 | SCHLÜSSEL TYP SC8 | TYPE SC8 TIP | POINTE TYPE SC8 | PUNTA TIPO SC8 | PZ | 140
F680E2200 |  | PUNTA TIPO SC9 | SCHLÜSSEL TYP SC9 | TYPE SC9 TIP | POINTE TYPE SC9 | PUNTA TIPO SC9 | PZ | 140
F680E2300 |  | PUNTA TIPO SC10 | SCHLÜSSEL TYP SC10 | TYPE SC10 TIP | POINTE TYPE SC10 | PUNTA TIPO SC10 | PZ | 140
F680E2400 |  | PUNTA TIPO SC11 | SCHLÜSSEL TYP SC11 | TYPE SC11 TIP | POINTE TYPE SC11 | PUNTA TIPO SC11 | PZ | 140
F680E2600 |  | PUNTA TIPO SC12 | SCHLÜSSEL TYP SC12 | TYPE SC12 TIP | POINTE TYPE SC12 | PUNTA TIPO SC12 | PZ | 140
F680E2800 |  | PUNTA TIPO SC14 | SCHLÜSSEL TYP SC14 | TYPE SC14 TIP | POINTE TYPE SC14 | PUNTA TIPO SC14 | PZ | 140
F686L1600 |  | BACCHETTA FIBRA OTTIC LEDA | EINSATZ OPTIKFASER | LEDA FIBRE OPTIC INSERT | INSERT FIBRES OPTIQUES LEDA | DISPOSITIVO FIBRA OPTICA LEDA | PZ | 118
F686L28G0 |  | CAPPUCCIO ANTERIORE LEDA | VORDERE KAPPE LEDA | LEDA FRONT CAP | CAPUCHON AV. LEDA | CAPUCHÓN DELANTERO LEDA | PZ | 13.5
F697Y02P0 | (**) | CHIAVE PER TAPPO MICRO PB | SCHLÜSSEL AUSBAU VERSCHLUSS MI | WRENCH FOR REMOVAL OF MICRO PB | CLE DEMONTAGE CAPUCHON MICRO P | LLAVE DESMONTAJE TAPÓN MICRO P | PZ | 31
F699F50R0 | (**) | CHIAVE SMONT. TAPPO COMPLETA | SCHLÜSSEL AUSBAU VERSCHLUSS PB | WRENCH FOR REMOVAL OF STANDARD | CLE DEMONTAGE CAPUCHON PB | LLAVE DESMONTAJE TAPÓN PB | PZ | 13
F699F5100 |  | OR 8X0,5 VITON 70SH | DICHTUNG OR 8 X 0,6 | OR 8 X 0,5 WASHER | JOINT OR 8 X 0,5 VITON 70SH | JUNTA OR 8 X 0,5 | PZ | 1.3
F699F9700 |  | SPECILLO PER PULIZIA SPRAY | REINIGUNGSSONDE FÜR SPRAY | PROBE FOR SPRAY CLEANING | SONDE POUR NETTOYAGE SPRAY | SONDA PARA LIMPIEZA EN SPRAY | PZ | 6.3
FC6024002 | #5 | TUBO EXTRAFLEX D.4 X 6 NEUTRO | SCHLAUCH EXTRAFLEX D4X6 NEUTRA | EXTRAFLEX TUBE D4X6 NEUTRAL | TUYAU EXTRAFLEX D4X6 NEUTRE | TUBO EXTRAFLEX D4X6 NEUTRO | MT | 2.9
FC6060017 | #5 | TUBO ASPIRASAL.4X7 GRIGIO | SCHLAUCH SPEICHELSAUGER 4X7 GR | SALIVA EJECTOR TUBE 4X7 GREY | TUYAU ASPI. A SALIVE 4X7 GRIS | TUBO ASPIRASALIVA 4X7 GRIS | MT | 2
FE2330200 |  | FUSIBILE 5X20 RITARD. T2A | SICHERUNG 5x20 T2A | FUSE 5x20 T2A | FUSIBLE 5X20 T2A | FUSIBLE 5x20 T2A | PZ | 1
FE4310301 |  | CONTATTO AMPMODU 2 MASCHIO | STIFTKONTAKT AMPMODU 2 | AMPMODU 2 CONTACT MALE | CONTACT AMPMODU 2 MÂLE | CONTACTO AMPMODU 2 MACHO | PZ | 1.7
FE4310302 |  | CONNET. AMPMODU 2 2 VIE MAS | 2-WEGE-STECKER AMPMODU 2 | AMPMODU 2 CONNECTOR 2-WAY MALE | CONNECTEUR AMPMODU 2 2 VOIES | CONECTOR AMPMODU 2 2 VÍAS MACH | PZ | 1.1
FE4320308 |  | CONNETTOR.FEMM.8 VIE AMPMODU 2 | STECKERBUCHSE 8-WEGE AMPMODU 2 | AMPMODU 2 8-WAY FEMALE CONN. | CON. FEM. 8 VOIES AMPMODU 2 | CON. HEMBRA 8 VIAS AMPMODU 2 | PZ | 1
FE4320314 |  | CONNET.FEMM.4X2 VIE AMPMOD | STECKERBUCHSE, 4X-ZWEIWEGE- | 4X2 WAY FEMALE CONNECTOR | CONNECTEUR FEMELLE 4X2 VOIES | CONECTOR HEMBRA 4 X 2 VÍAS | PZ | 1.1
FH3000050 |  | RACCORDO GRS 6-4 | ANSCHLUSS GRS 6-4 | UNION GRS 6-4 | RACCORD GRS 6-4 | RACOR GRS 6-4 | PZ | 3
FH4200005 |  | FILTRO C20 GIALLO | FILTER C20 GELB | FILTER C20 YELLOW | FILTRE C20 JAUNE | FILTRO C20 AMARILLO | PZ | 4.9
FH4300002 |  | MEMBRANA PER RIDUTTORE | MEMBRAN | MEMBRANE | MEMBRANE POUR REDUCTEUR | MEMBRANA | PZ | 18
FH4300008 |  | VALV.OTT.+GUARNIZ. | VENTIL REDUZIERSTÜCK LUFT | AIR REDUCING VALVE | VANNE REDUCTRICE AIR | VÁLVULA REDUCTOR AIRE | PZ | 8.2
FL0001067 | (**) | RACCORDO CON MANOMETRO 4 VIE | ANSCHLUSS MIT MANOMETER, VIERW | 4-WAY UNION W/ PRESSURE GAUGE | RACCORD AVEC MANOMETRE 4 VOIES | RACOR CON MANÓMETRO 4 VÍAS | PZ | 133
FL0001225 |  | SCHERMO POLYLIGHT COMPLETO | SCHIRM FÜR POLYLIGHT | SHIELD FOR POLYLIGHT | ÉCRAN POUR POLYLIGHT | PANTALLA PARA POLYLIGHT | PZ | 17
FL0001371 |  | TAPPO TITANIUM GOLD | VERSCHLUSSKAPPE FÜR TITANIUM G | CAP FOR TITANIUM GOLD | CAPUCHON POUR TITANE GOLD | TAPÓN PARA TITANIUM GOLD | PZ | 74.5
FL0001372 |  | TAPPO PER HI-POWER CERAMIC | VERSCHLUSSKAPPE FÜR HI-POWER 2 | CAP FOR HI-POWER 2 CERAMIC | CAPUCHON POUR HI-POWER 2 CERAM | TAPÓN PARA HI-POWER 2 CERAMIC | PZ | 58.5
FL0001583 |  | TAPPO X TITANIUM 2 GOLD MINIAT | VERSCHLUSSKAPPE FÜR TITANIUM G | CAP FOR TITANIUM GOLD 2 MINIAT | CAPUCHON POUR TITANE GOLD 2 MI | TAPÓN PARA TITANIUM GOLD 2 MIN | PZ | 115
FL0001857 |  | ROTORE PB RICAMBIO X SILENT PO | AUSTAUSCHROTOR PB SILENT POWER | SILENT POWER GOLD \4L\2L\2 SPA | ROTOR PB RECHANGE SILENT POWER | ROTOR PB RECAMBIO SILENT POWER | PZ | 260
FL0001858 |  | ROTORE PB RICAMBIO X SILENT MI | AUSTAUSCHROTOR PB SILENT POWE | SILENT POWER GOLD MINIAT ROTOR | ROTOR PB RECHANGE SILENT POWER | ROTOR PB RECAMBIO SILENT POWER | PZ | 324
FM111C305 |  | VITE TCEI M3X5 ZINC | SCHRAUBE TCEI M3 X 6 | TCEI M3 X 5 SCREW | VIS TCEI M3 X 5 | TORNILLOS TCEI M3 X 5 | PZ | 1
FM111C440 |  | VITE TCEI M4X40 ZINC | SCHRAUBE TCEI M4X40 VERZ | TCEI SCREW M4X40 GALV | VIS TCHC M4X40 ZING | TORNILLO TCEI M4X40 CINC | PZ | 1
FM114C610 |  | VITE TBCEI M6X10 MM.ZINCATA/BI | LINSENSCHRAUBE MIT INNENSECHSK | TBCEI SCREW M6X10 | VIS TBCH M6X10 | TORNILLO CACHI M6X10 | PZ | 1
FM11AA510 |  | VITE TE M5X10 ZINCATA BIANCA | SECHSKANTSCHRAUBE M5X10 | TE SCREW M5X10 | VIS TH M5X10 | TORNILLO CH M5X10 | PZ | 1.1
FM1T1C306 |  | VITE TRILOBATA TC 3X6 UNI 8112 | GEW.F. SCHR. TC 3X6 UNI 8112 | TC 3X6 UNI 8112 3-LOBE SCREW | VIS TRILOBATA TC 3X6 UNI 8112 | TORN TRILOBULAR TC3X6 UNI 8112 | PZ | 1
FM57E0007 |  | OR 1X3 NBR 70 | DICHTUNG OR 1X3 NBR 70 6-018 | O-RING 1X3 NBR 70 6-018 | JOINT OR 1X3 NBR 70 6-018 | GUARNICIÓN OR 1X3 NBR 70 6-018 | PZ | 1.2
FM57E0029 |  | OR 12X1 VITON 70SH | DICHTUNG PARKER 6-438 | PARKER SEAL 6-438 | JOINT OR 12X1 EPDM PARK. 6-438 | GUARNICIÓN PARKER 6-438 | PZ | 1.8
FM57E0030 | #5 | OR 2X1 VITON 70SH | DICHTUNG VITON 2X1 | VITON SEAL 2X1 | JOINT OR VITON 2X1 70SH | JUNTA VITON 2X1 | PZ | 1.2
FM57E0040 | #6 | OR 0,74X1,02 SILICONE 70SH | O-RING 0,74X1,02 SILIKON 70SH | OR 0,74X1,02 SILIKON 70SH | JOINT TOR.0,74X1,02 SILIC.70SH | OR 0,74X1,02 SILOXANO 70SH | PZ | 2.1
FM5802001 | #6 | OR 0,74X1,02 NBR 70SH | OR 0,74X1,02 NBR 70SH | OR 0,74X1,02 NBR 70SH | OR 0,74X1,02 NBR 70SH | OR 0,74X1,02 NBR 70SH | PZ | 1.2
FM5803181 |  | OR 45,69X2,62 NBR70SH | DICHTUNG OR 3181 | O-RING 3181 | JOINT OR 3181 | GUARNICIÓN OR 3181 | PZ | 1.1
FM614C408 |  | VITE T/BOMB EI M4X8 INOX | LINSENSCHRAUBE MIT INNENSECHSK | TBCEI SCREW M4X8 INOX | VIS TBCH M4X8 INOX ISO 7380 | TORNILLO CACHI M4X8 INOX | PZ | 1.1
FM6B10004 | #5 | ANELLO PER PERNO 3,5MM | BOLZEN RING 3.5 MM | PIVOT RING 3,5 MM | BAGUE POUR PIVOT 3,5 MM | ANILLO PARA PIVOTE 3,5 MM | PZ | 0.8
FN500L062 |  | GRASSO SILICONICO MOLYKOTE 111 | SILIKONFETT MOLYKOTE 111 | MOLYKOTE 111 SILICONE GREASE | GRAISSE À LA SIL. MOLYKOTE 111 | GRASA DE SILICONA MOLYKOTE 111 | PZ | 80.5
FN500PP27 |  | PREM.SACCH.OR X ATT.RAPIDO | OR-SATZ SCHNELLANSCHLUSS | QUICK COUPLING OR KIT | SACHET JOINTS OR RACC. RAPIDE | KIT OR CONEXIÓN RÁPIDA | PZ | 29
FR3000015 | (**) | FILO ACCIAIO INOX D.0,25 | STAHLDRAHT | STEEL WIRE | FIL ACIER | HILO ACERO | PZ | 1
FR3000162 |  | ELETTROVALV.METASYS ART.501200 | MAGNETVENTIL | SOLENOID VALVE | ÉLECTROVANNE | ELECTROVÁLVULA | PZ | 263
FR3000163 |  | MEMBRANA METASYS ART.50020015- | MEMBRAN | MEMBRANE | MEMBRANE METASYS ART.50020015- | MEMBRANA | PZ | 17
FR3000215 |  | CANNULA DURR UNIVER. GRIGIA | KANÜLE DURR UNIVER. GRAU | GREY UNIVER. DURR CANNULA | CANN. DURR UNIV. GRIS | CANULA DURR UNIV. GRIS | PZ | 11
FR300R009 |  | ENDO WRENCH (CHIAVE X MANDRINI | SCHLÜSSEL FÜR ENDOCHUCK | ENDO WRENCH | CLÉ POUR MANDRINS | LLAVE PARA MANDRILES | PZ | 21
FR300R101 |  | CHIAVE DINAMOMET.X PIEZO TW-1L | PIEZO DREHMOMENTSCHLÜSSEL | DYNAMOMETRIC WRENCH FOR PIEZO | CLE DYNAMOMETRIQUE PIEZO | LLAVE DINAMOMÉTRICA PARA PIEZO | PZ | 26
FR400N101 |  | HEAD CAP C601050 | HAND-/WINKEL. HEAD CAP C601050 | HEAD CAP C601050 | BOUCHON TETE C601050 | TAPO CABEZA C601050 | PZ | 60.5
FR400N102 |  | O-RING FOR HEAD CAP 0312082030 | OR H/W-STK.HEAD CAP 0312082030 | HEAD CAP O-RING 0312082030 | O-RING BOUCHON TETE GOLDSPEED | HEAD CAP O-ANILLO 0312082030 | PZ | 6.8
FR400N103 |  | CARTRIDGE C875060 | CARTRIDGE C875060 | CARTRIDGE C875060 | CARTOUCHE C875060 | CARTUCHO C875060 | PZ | 167
FR400N104 |  | DRIVE SHAFT C880022B | ANTRIEBSWELLE C880022B | DRIVE SHAFT C880022B | ARBRE DE SORTIE C880022B | DRIVE SHAFT C880022B | PZ | 60.5
FR400N119 |  | HEAD CAP C448050 | HAND-/WINKST. HEAD CAP C448050 | HEAD CAP C448050 | HEAD CAP C448050 | HEAD CAP C448050 | PZ | 52.5
FR400N120 |  | O-RING FOR HEAD CAP 031208203 | OR H/W-STK. HEAD CAP 031208203 | HEAD CAP O-RING 031208203 | J.TOR.POUR HEAD CAP 031208203 | HEAD CAP O-ANILLO 031208203 | PZ | 6
FR400N125 |  | O-RING FOR HEAD CAP 0312082030 | OR H/W-STK HEAD CAP 0312082030 | HEAD CAP O-RING 0312082030 | J.TOR.POUR HEAD CAP 0312082030 | HEAD CAP O-ANILLO 0312082030 | PZ | 6
FR400N126 |  | CARTRIDGE C495015 | CARTRIDGE C495015 | CARTRIDGE C495015 | CARTRIDGE C495015 | CARTRIDGE C495015 | PZ | 457
FR400N127 |  | DRIVE SHAFT C495022003 | DRIVE SHAFT C495022003 | DRIVE SHAFT C495022003 | DRIVE SHAFT C495022003 | DRIVE SHAFT C495022003 | PZ | 250
FR400N137 |  | GUARNIZIONE GASKET C427064 | DICHTUNG GASKET C427064 | GASKET C427064 | JOINT GASKET C427064 | GUARNICION GASKET C427064 | PZ | 4.1
FR400N138 |  | VITE R02101-1725 CROSS RECESSE | SCHR R02101-1725 CROSS RECESSE | SCREW R02101-1725 CROSS RECESS | VIS R02101-1725 CROSS RECESSE | TORN R02101-1725 CROSS RECESSE | PZ | 1.8
FR400N139 |  | VITE C387 063 CROSS RECESSED F | SCHRAUBE C387 063 KREUZSCHL. F | C387 063 CRSS REC SCRW F | VIS C387 063 CROSS REC | TORNILLO C387 063 CROSS REC F | PZ | 2.5
FR400N141 |  | HEAD C446A101B | H/W-STK.HEAD C446A101B | HEAD C446A101B | HEAD C446A101B | HEAD C446A101B | PZ | 140
J13008314 | #5 | TUBO POLIURETANO 4X6 BLU | SCHL ELASTOLAN 11.90 6X4 BLAU | ELASTOLAN 11.90 TUBE 6X4 BLUE | TUYAU POLYUR. 4X6 BLEU | TUBO POLIURETANO 4X6 AZUL | MT | 2.2
J13008340 | #5 | TUBO POLIURET. 1,6X3,17 BIANCO | POL.-SCHLAUCH 3,17x1,6 | 3,17x1,6 POL.HOSE | TUYAU POLYUR. 1,6X3,17 BLANC | TUBO POLIURETANO 1,6 X 3,17 BL | MT | 1.1
J13008357 | #5 | TUBO POLIURETANO 1,6X3,17 BLU | BLAU POLYURETHANSCHL.3,17X1,6 | POLYURETH. BLUE TUBE 3,17X1,6 | TUBE BLEU POLYURET.3,17X1,6 | TUBO POLIURETANO 1,6X3,17 AZUL | MT | 1.7
J13008368 | #5 | TUBO POLIETIL. LDPE 4X6 VERDE | GRÜN POLYURETHANSCHLAUCH 6X4 | POLIURETH. GREEN TUBE 6X4 | TUYAU POLYET. LDPE 4X6 VERT | TUBO POLIET. LDPE 4X6 VERDE | MT | 2.1
J13008369 | #5 | TUBO POLIURETANO 3X5 VERDE | GRUN POLYURETHANSCHLAUCH 5X3 | POLYURETH.TUBE 5X3 GREEN | TUBE VERT POLYURET.5X3 | TUBO POLIURETANO 3X5 VERDE | MT | 1.8
J13008370 | #5 | TUBO POLIURET. 1,6X3,17 VERDE | GR?N POLYURETHANSCHL. 3,17X1,6 | POLYURETH. GREEN TUBE 3,17X1,6 | TUYAU VERT POLYURET. 3,17X1,6 | TUBO POL. 1,6X3,17 VERDE | MT | 1.7
J13008372 | #5 | TUBO POLIURETANO 3X5 BLU | BLAU POLYURETHANSCHL. 5X3 | POLYURETH. BLUE TUBE 5X3 | TUBE BLEU POLYURET. 5X3 | TUBO POLIURETANO 3X5 AZUL | MT | 1.9
J13008415 | #30 | GUAINA D=15 GRIGIA SPIR.PIATTA | SCHLAUCH D=15 GRAU | D=15 GREY FLAT TUBE | GAINE SPIRALE PLATE D=15 GRISE | FUNDA D15 GRIS | MT | 4.7
J22008032 | #5 | RACC. A T 1,6X2,8 | 3-WEGE-ANSCHLUSS 1,6X2,8 | 3-WAY FITTING 1.6 | RACCORD A T 1,6X2,8 | MONTAJE A T 1,6X2,8 | PZ | 1.5
J46966055 |  | CASSETTO FILTRO | METAYS FILTER | METASYS FILTER | FILTRE A TIROIR METASYS | CAJA FILTRO | PZ | 31
U97000101 |  | SEDILE 101 VERDE CARAIBI | SITZ 101 KARIBIK GRUEN | 101 CARRIBEAN GREEN SEAT | ASSISE 101 VERT CARAIBI | ASIENTO 101 VERDE CARAIBI | PZ | 460
U97000102 |  | SEDILE 102 BLU ATLANTICO | SITZ 102 ATLANTIK BLAU | 102 ATLANTIC BLUE SEAT | ASSISE 102 BLEU ATLANTIQUE | ASIENTO 102 AZUL ATLANTICO | PZ | 460
U97000103 |  | SEDILE 103 GIALLO NEVADA | SITZ 103 NEVADA GELB | 103 NEVADA YELLOW SEAT | ASSISE 103 JAUNE NEVADA | ASIENTO 103 AMARILLO NEVADA | PZ | 460
U97000106 |  | SEDILE 106 AZZURRO MEDITERRANE | SITZ 106 MEDITERAN BLAU | 106 MEDITERRANEAN BLUE SEAT | ASSISE 106 BLEU MEDITERRANEEN | ASIENTO 106 AZUL MEDITERRANEO | PZ | 460
U97000113 |  | SEDILE 113 BLU PACIFICO | SITZ 113 PAZIFIK BLAU | 113 PACIFIC BLUE SEAT | ASSISE 113 BLEU PACIFIQUE | ASIENTO 113 AZUL PACIFICO | PZ | 460
U97000115 |  | SEDILE 115 SALMONE SCOZZESE | SITZ 115 LASCHSROT | 115 SCOTTISH SALMON SEAT | ASSISE 115 SAUMON ESCOSSAIS | ASIENTO 115 SALMON ESCOCES | PZ | 460
U97000121 |  | SEDILE 121 GRIGIO ANTRACITE | SITZ 121 ANTHRAZIT GRAU | 121 ANTHRACITE GREY SEAT | ASSISE 121 GRIS ANTHRACITE | ASIENTO 121 GRIS ANTRACITA | PZ | 460
U97000123 |  | SEDILE 123 VERDE POLINESIA | SITZ 123 POLYNESIEN GRUEN | 123 POLYNESIAN GREEN SEAT | ASISE 123 VERT POLYNESIE | ASIENTO 123 VERDE POLINESIA | PZ | 460
U97000130 |  | SEDILE 130 NERO GRAFITE | SITZ 130 GRAPHIT SCHWARZ | 130 GRAPHITE BLACK SEAT | ASSISE 130 NOIR GRAPHITE | ASIENTO 130 NEGRO GRAFITO | PZ | 460
U97000132 |  | SEDILE 132 VIOLA MIRTILLO | SITZ 132 HEIDELBEERE LILA | 132 BLUEBERRY VIOLET SEAT | ASSISE 132 VIOLET MYRTILLE | ASIENTO 132 VIOLETA ARANDANO | PZ | 460
U97000134 |  | SEDILE 134 GLICINE GIAPPONESE | SITZ 134 JAPAN WISTER. | 134 JAPANESE WISTERIA SEAT | ASSISE 134 GLYCINE JAPONAIS | ASIENTO 134 GLICINA JAPONESA | PZ | 460
U97000135 |  | SEDILE 135 ROSSO VENEZIANO | SITZ 135 VENEDIG ROT | 135 VENETIAN RED SEAT | ASSISE 135 ROUGE VENISE | ASIENTO 135 ROJO VENECIA | PZ | 460
U97000136 |  | SEDILE 136 AZZURRO INDIANO | SITZ 136 INDIEN BLAU | 136 INDIAN BLUE SEAT | ASSISE 136 BLEU INDIAN | ASIENTO 136 AZUL INDIANO | PZ | 460
U97000137 |  | SEDILE 137 ARGENTO BRILLANTE | SITZ 137 LEUCHTEND SILBER | 137 SHINING SILVER SEAT | ASSISE 137 ARGENT BRILLANT | ASIENTO 137 PLATA BRILLANTE | PZ | 460
U97002101 |  | SEDILE 101 VERDE CARAIBI | 101 STUHL KARIBIK GRUEN | 101 CARIBBEAN GREEN SEAT | ASSISE N.101 VERT CARAIBI | ASIENTO N.101 VERDE CARAIBI | PZ | 460
U97002102 |  | SEDILE 102 BLU ATLANTICO | 102 STUHL ATLANTIK BLAU | 102 ATLANTIC BLUE SEAT | ASSISE N.102 BLEU ATLANTIQUE | ASIENTO N.102 AZUL ATLANTICO | PZ | 460
U97002103 |  | SEDILE 103 GIALLO NEVADA | 103 STUHL NEVADA GELB | 103 NEVADA YELLOW SEAT | ASSISE N.103 JAUNE NEVADA | ASIENTO N.103 AMARILLO NEVADA | PZ | 460
U97002106 |  | SEDILE 106 AZZURRO MEDITERRANE | 106 STUHL MITTELMEER BLAU | 106 MEDITERRANEAN BLUE SEAT | ASSISE N.106 BLEU MEDITERR. | ASIENTO N.106 CELESTE MEDITERR | PZ | 460
U97002113 |  | SEDILE 113 BLU PACIFICO | 113 STUHL PAZIFIK BLAU | 113 PACIFIC BLUE SEAT | ASSISE N.113 BLEU PACIFIQUE | ASIENTO N.113 AZUL PACIFICO | PZ | 460
U97002115 |  | SEDILE 115 SALMONE SCOZZESE | 115 STUHL SCOTTISCHER LACHS | 115 SCOTTISH SALMON SEAT | ASSISE N.115 SAUMON ECOSSAIS | ASIENTO N.115 SALMON ESCOCES | PZ | 460
U97002121 |  | SEDILE 121 GRIGIO ANTRACITE | 121 STUHL ANTHRAZIT GRAU | 121 ANTHRACITE GREY SEAT | ASSISE N.121 GRIS ANTRACITE | ASIENTO N.121 GRIS ANTRACITA | PZ | 460
U97002123 |  | SEDILE 123 VERDE POLINESIA | 123 STUHL POLYNESIEN GRUEN | 123 POLYNESIAN GREEN SEAT | ASSISE N.123 VERT POLYNESIE | ASIENTO N.123 VERDE POLINESIA | PZ | 460
U97002130 |  | SEDILE 130 NERO GRAFITE | 130 STUHL GRAPHIT SCHWARZ | 130 GRAPHITE BLACK SEAT | ASSISE N.130 NOIR GRAFITE | ASIENTO N.130 NEGRO GRAFITO | PZ | 460
U97002132 |  | SEDILE 132 VIOLA MIRTILLO | 132 STUHL HEIDELBEERE LILA | 132 BLUEBERRY VIOLET SEAT | ASSISE N.132 VIOLET MYRTILLE | ASIENTO N.132 VIOLETA ARANDANO | PZ | 460
U97002134 |  | SEDILE 134 GLICINE GIAPPONESE | 134 STUHL JAPANISCHES GLYZINEN | 134 JAPANESE WISTERIA SEAT | ASSISE N.134 GLYCINE JAPONAIS | ASIENTO N.134 GLICINA JAPONESA | PZ | 460
U97002135 |  | SEDILE 135 ROSSO VENEZIANO | 135 STUHL VENEZIANIGERE ROT | 135 VENETIAN RED SEAT | ASSISE N.135 ROUGE VENISE | ASIENTO N.135 ROJO VENECIA | PZ | 460
U97002136 |  | SEDILE 136 AZZURRO INDIANO | 136 STUHL INDISCHERE BLAU | 136 INDIAN BLUE SEAT | ASSISE N.136 BLEU INDIAN | ASIENTO N.136 AZUL INDIANO | PZ | 460
U97002137 |  | SEDILE 137 ARGENTO BRILLANTE | 137 STUHL GLAENZENDER SILBER | 137 SHINING SILVER SEAT | ASSISE N. 137 ARGENT BRILLANT | ASIENTO N.137 PLATA BRILLANTE | PZ | 460
U97002180 |  | SEDILE 180 MEM NERO GRAFITE | SITZ 180 MEM GRAP. SCHW. | 180 GRAPHITE BLACK MEM SEAT | ASSISE 180MEM. NOIR GRAPHITE | ASIENTO 180MEM. NEGRO GRAFITO | PZ | 730
U97002182 |  | SEDILE 182 MEM GIALLO NEVADA | SITZ 182 MEM NEVADA GELB | 182 NEVADA YELLOW MEM SEAT | ASSISE 182MEM.JAUNE NEVADA | ASISENTO 182MEM.AMARILLO NEVAD | PZ | 730
U97002183 |  | SEDILE 183 MEM BLU PACIFICO | SITZ 183 MEM PAZIFIK BLAU | 183 PACIFIC BLUE MEM SEAT | ASSISE 183MEM. BLEU PACIFIQUE | ASIENTO 183MEM. AZUL PACIFICO | PZ | 730
U97002184 |  | SEDILE 184 MEM GLICINE GIAPPON | SITZ 184 MEM JAPAN WIST. | 184 JAPANESE WISTERIA MEM SEAT | ASSISE 184MEM. GLYCINE JAPONAI | ASIENTO 184MEM. GLICINA JAPONE | PZ | 730
U97002186 |  | SEDILE 186 MEM AZZURRO INDIANO | SITZ 186 MEM INDIEN BLAU | 186 INDIAN BLUE MEM SEAT | ASSISE 186MEM. BLEU INDIAN | ASIENTO 186MEM. AZUL INDIANO | PZ | 730
U97002187 |  | SEDILE 187 MEM ARGENTO BRILLAN | SITZ 187 MEM LEUCHTEND SILBER | 187 SHINING SILVER MEM SEAT | ASSISE 187MEM. ARGENT BRILLANT | ASIENTO 187MEM.PLATA BRILLANTE | PZ | 730
U97002192 |  | SEDILE 192 MEM VIOLA MIRTILLO | SITZ 192 MEM HEIDELB. LILA | 192 BLUEBERRY VIOLET MEM SEAT | ASSISE 192MEM. VIOLET MYRTILLE | ASIENTO 192MEM. VIOLETA ARANDA | PZ | 730
U97002193 |  | SEDILE 193 MEM VERDE POLINESIA | SITZ 193 MEM POLYNESIEN GRUEN | 193 POLYNESIAN GREEN MEM SEAT | ASSISE 193MEM. VERT POLYNESIE | ASIENTO 193MEM.VERDE POLINESIA | PZ | 730
U97002194 |  | SEDILE 194 MEM ROSSO VENEZIANO | SITZ 194 MEM VENEDIG ROT | 194 VENETIAN RED MEM SEAT | ASSISE 194MEM.ROUGE VENISE | ASINETO 194MEM. ROJO VENECIA | PZ | 730
U97002195 |  | SEDILE 195 MEM SALMONE SCOZZES | SITZ 195 MEM LACHSROT | 195 SCOTTISH SALMON MEM SEAT | ASSISE 195MEM. SAUMON ESCOSSAI | ASIENTO 195MEM.SALMON ESCOCES | PZ | 730
U97002196 |  | SEDILE 196 MEM AZZURRO MEDITER | SITZ 196 MEM MEDITERAN BLAU | 196 MEDITERRAN BLUE MEM SEAT | ASSIE 196MEM. BLEU MEDITERRANE | ASIENTO 196MEM.AZUL MEDITERRAN | PZ | 730
U97002197 |  | SEDILE 197 MEM VERDE CARAIBI | SITZ 197 MEM KARIBIK GRUEN | 197 CARRIBEAN GREEN MEM SEAT | ASSISE 197MEM.VERT CARAIBI | ASIENTO 197MEM.VERDE CARAIBI | PZ | 730
U97002198 |  | SEDILE 198 MEM BLU ATLANTICO | SITZ 198 MEM ATLANTIK BLAU | 198 ATLANTIC BLUE MEM SEAT | ASSISE 198MEM. BLEU ATLANTIQUE | ASIENTO 198MEM. AZUL ATLANTICO | PZ | 730
U97002199 |  | SEDILE 199 MEM GRIGIO ANTRACIT | SITZ 199 MEM ANTHRAZIT GRAU | 199 ANTHRACITE GREY MEM SEAT | ASSISE 199MEM. GRIS ANTHRACITE | ASIENTO 199MEM. GRIS ANTRACITA | PZ | 730
U97003101 |  | SEDUTA SEG 7 101 VERDE CARAIBI | SITZFLÄCHE 7 101 KARIBIKGRÜN | STOOL SEAT 7 101 CARIB. GREEN | ASSISE TAB.7 101 VERT CARAIBES | ASIENTO TAB.7 101 VERDE CARIBE | PZ | 160
U97003102 |  | SEDUTA SEG 7 102 BLU ATLANTICO | SITZFLÄCHE 7 102 ATLANTIKBLAU | STOOL SEAT 7 102 ATLANTIC BLUE | ASSISE TAB.7 102 BLEU ATLANTIQ | ASIENTO TAB.7 102 AZUL ATLANIC | PZ | 160
U97003103 |  | SEDUTA SEG 7 103 GIALLO NEVADA | SITZFLÄCHE 7 103 GELB NEVADA | STOOL SEAT 7 103 NEVADA YELLOW | ASSISE TAB.7 103 JAUNE NEVADA | ASIENTO TAB.7 103 AMAR. NEVADA | PZ | 160
U97003106 |  | SEDUTA SEG 7 106 AZZURRO MEDIT | SITZFLÄCHE 7 106 MED. HELLBL. | ST.SEAT 7 106 MEDIT LIGHT BLUE | ASSISE TAB.7 106 BLEU MEDITERR | ASIENTO TAB.7 106 AZUL MEDITER | PZ | 160
U97003113 |  | SEDUTA SEG 7 113 BLU PACIFICO | SITZFLÄCHE 7 113 PAZIFIKBLAU | STOOL SEAT 7 113 PACIFIC BLUE | ASSISE TAB.7 113 BLEU PACIFIQU | ASIENT TAB.7 113 AZUL PACIFICO | PZ | 160
U97003115 |  | SEDUTA SEG 7 115 SALMONE SCOZZ | SITZFLÄCHE 7 115 SCHOTT. LACHS | STOOL SEAT 7 115 SCOTT SALMON | ASSISE TAB.7 115 SAUMON ECOSS. | ASIENTO TAB.115 SALMON ESCOCES | PZ | 160
U97003121 |  | SEDUTA SEG 7 121 GRIGIO ANTRAC | SITZFLÄCHE 7 121 ANTRAZITGRAU | STOOL SEAT 7 121 ANTHRAC GREY | ASSISE TAB.7 121 GRIS ANTRACIT | ASIENTO TAB.7 121 GRIS ANTRACI | PZ | 160
U97003123 |  | SEDUTA SEG 7 123 VERDE POLINES | SITZFLÄCHE 7 123 POLIN. GRÜN | STOOL SEAT 7 123 POLYNES GREEN | ASSISE TAB.7 123 VERT POLYNESI | ASIENTO TAB.7 123 VERDE POLINE | PZ | 160
U97003130 |  | SEDUTA SEG 7 130 NERO GRAFITE | SITZFLÄCHE 7 130 GRAPH.SCHW. | STOOL SEAT 7 130 GRAP. BLACK | ASSISE TAB.7 130 NOIR GRAPHITE | ASIENTO TAB.7 130 NEGRO GRAFIT | PZ | 160
U97003132 |  | SEDUTA SEG 7 132 VIOLA MIRTILL | SITZFLÄCHE 7 132 HEIDELB.BL. | STOOL SEAT 7 132 BLUEB. VIOLET | ASSISE TAB.7 132 VIOLET MYRTIL | ASIENTO TAB.7 132 VIOLETA ARAN | PZ | 160
U97003134 |  | SEDUTA SEG 7 134 GLICINE GIAPP | SITZFLÄCHE 7 134 JAP. FLIEDER | STOOL SEAT 7 134 JAP WISTERIA | ASSISE TAB.7 134 GLYCINE JAPON | ASIENTO TAB.7 134 GLICINA JAPO | PZ | 160
U97003135 |  | SEDUTA SEG 7 135 ROSSO VENEZIA | SITZFLÄCHE 7 135 VENEDIGROT | STOOL SEAT 7 135 VENICE RED | ASSISE TAB.7 135 ROUGE VENISE | ASIENTO TAB.7 135 ROJO VENECIA | PZ | 160
U97003136 |  | SEDUTA SEG 7 136 AZZURRO INDIA | SITZFLÄCHE 7 136 INDISCH BLAU | STOOL SEAT 7 136 INDIA L. BLUE | ASSISE TAB.7 136 BLEU INDE | ASIENTO TAB.7 136 AZUL INDIA | PZ | 160
U97003137 |  | SEDUTA SEG 7 137 ARGENTO BRILL | SITZFLÄCHE 7 137 GL. SILBER | STOOL SEAT 7 137 BRIGHT SILVER | ASSISE TAB.7 137 ARGENT BRILLA | ASIENTO TAB.7 137 PLATA BRILLA | PZ | 160
U97004101 |  | SEDUTA SEG 8 101 VERDE CARAIBI | SITZFLÄCHE 8 101 KARIBIKGRÜN | STOOL SEAT 8 101 CARIB. GREEN | ASSISE TAB. 8 101 VERT CARAIBE | ASIENTO TAB. 8 101 VERDE CARIB | PZ | 213
U97004102 |  | SEDUTA SEG 8 102 BLU ATLANTICO | SITZFLÄCHE 8 102 ATLANTIKBLAU | STOOL SEAT 8 102 ATLANTIC BLUE | ASSISE TAB. 8 102 BLEU ATLANT | ASIENTO TAB. 8 102 AZUL ATLANT | PZ | 213
U97004103 |  | SEDUTA SEG 8 103 GIALLO NEVADA | SITZFLÄCHE 8 103 GELB NEVADA | STOOL SEAT 8 103 NEVADA YELLOW | ASSISE TAB. 8 103 JAUNE NEVADA | ASIENTO TAB. 8 103 AMAR. NEVAD | PZ | 213
U97004106 |  | SEDUTA SEG 8 106 AZZURRO MEDIT | SITZFLÄCHE 8 106 MED. HELLBL. | ST.SEAT 8 106 MEDIT LIGHT BLUE | ASSISE TAB. 8 106 BLEU MEDITE | ASIENTO TAB. 8 106 AZUL MEDITE | PZ | 213
U97004113 |  | SEDUTA SEG 8 113 BLU PACIFICO | SITZFLÄCHE 8 113 PAZIFIKBLAU | STOOL SEAT 8 113 PACIFIC BLUE | ASSISE TAB. 8 113 BLEU PACIFIQ | ASIENTO TAB. 8 113 AZUL PACIFI | PZ | 213
U97004115 |  | SEDUTA SEG 8 115 SALMONE SCOZZ | SITZFLÄCHE 8 115 SCHOTT. LACHS | STOOL SEAT 8 115 SCOTT SALMON | ASSISE TAB.8 115 SAUMON ECOSS | ASIENTO TAB.8 115 SALMON ESCOC | PZ | 213
U97004121 |  | SEDUTA SEG 8 121 GRIGIO ANTRAC | SITZFLÄCHE 8 121 ANTRAZITGRAU | STOOL SEAT 8 121 ANTHRAC GREY | ASSISE TAB. 8 121 GRIS ANTRACI | ASIENTO TAB.8 121 GRIS ANTRACI | PZ | 213
U97004123 |  | SEDUTA SEG 8 123 VERDE POLINES | SITZFLÄCHE 8 123 POLIN. GRÜN | STOOL SEAT 8 123 POLYNES GREEN | ASSISE TAB.8 123 VERT POLYNESI | ASIENTO TAB.8 123 VERDE POLINE | PZ | 213
U97004130 |  | SEDUTA SEG 8 130 NERO GRAFITE | SITZFLÄCHE 8 130 GRAPH.SCHW. | STOOL SEAT 8 130 GRAP. BLACK | ASSISE TAB.8 130 NOIR GRAPHITE | ASIENTO TAB.8 130 NOIR GRAFITO | PZ | 213
U97004132 |  | SEDUTA SEG 8 132 VIOLA MIRTILL | SITZFLÄCHE 8 132 HEIDELB.BL. | STOOL SEAT 8 132 BLUEB. VIOLET | ASSISE TAB.8 132 VIOLET MYRTIL | ASIENTO TAB.8 132 VIOLETA ARAN | PZ | 213
U97004134 |  | SEDUTA SEG 8 134 GLICINE GIAPP | SITZFLÄCHE 8 134 JAP. FLIEDER | STOOL SEAT 8 134 JAP WISTERIA | ASSISE TAB.8 134 GLYCINE JAPON | ASIENTO TAB.8 134 GLICINA JAPO | PZ | 213
U97004135 |  | SEDUTA SEG 8 135 ROSSO VENEZIA | SITZFLÄCHE 8 135 VENEDIGROT | STOOL SEAT 8 135 VENICE RED | ASSISE TAB.8 135 ROUGE VENISE | ASIENTO TAB.8 135 ROJO VENECIA | PZ | 160
U97004136 |  | SEDUTA SEG 8 136 AZZURRO INDIA | SITZFLÄCHE 8 136 INDISCH BLAU | STOOL SEAT 8 136 INDIA L. BLUE | ASSISE TAB.8 136 BLEU INDE | ASIENTO TAB.8 136 AZUL INDIA | PZ | 213
U97004137 |  | SEDUTA SEG 8 137 ARGENTO BRILL | SITZFLÄCHE 8 137 GL. SILBER | STOOL SEAT 8 137 BRIGHT SILVER | ASSISE TAB.8 137 ARGENT BRILLA | ASIENTO TAB.8 137 PLATA BRILLA | PZ | 213
U97005101 |  | SEDUTA SEG 9 101 VERDE CARAIBI | SITZFLÄCHE 9 101 KARIBIKGRÜN | STOOL SEAT 9 101 CARIB. GREEN | ASSISE TAB.9 101 VERT CARAIBES | ASIENTO TAB.9 101 VERDE CARIBE | PZ | 266
U97005102 |  | SEDUTA SEG 9 102 BLU ATLANTICO | SITZFLÄCHE 9 102 ATLANTIKBLAU | STOOL SEAT 9 102 ATLANTIC BLUE | ASSISE TAB.9 102 BLEU ATLANTIQ | ASIENTO TAB.9 102 AZUL ATLANTI | PZ | 266
U97005103 |  | SEDUTA SEG 9 103 GIALLO NEVADA | SITZFLÄCHE 9 103 GELB NEVADA | STOOL SEAT 9 103 NEVADA YELLOW | ASSISE TAB.9 103 JAUNE NEVADA | ASIENTO TAB.9 103 AMAR. NEVADA | PZ | 266
U97005106 |  | SEDUTA SEG 9 106 AZZURRO MEDIT | SITZFLÄCHE 9 106 MED. HELLBL. | ST.SEAT 9 106 MEDIT LIGHT BLUE | ASSISE TAB.9 106 BLEU MEDIT. | ASIENTO TAB.9 AZUL MEDIT. | PZ | 266
U97005113 |  | SEDUTA SEG 9 113 BLU PACIFICO | SITZFLÄCHE 9 113 PAZIFIKBLAU | STOOL SEAT 9 113 PACIFIC BLUE | ASSISE TAB.9 113 BLEU PACIFIQU | ASIENTO TAB.9 113 AZUL PACIFIC | PZ | 266
U97005115 |  | SEDUTA SEG 9 115 SALMONE SCOZZ | SITZFLÄCHE 9 115 SCHOTT. LACHS | STOOL SEAT 9 115 SCOTT SALMON | ASSISE TAB.9 115 SAUMON ECOSS. | ASIENTO TAB.9 115 SALMON ESCOC | PZ | 266
U97005121 |  | SEDUTA SEG 9 121 GRIGIO ANTRAC | SITZFLÄCHE 9 121 ANTRAZITGRAU | STOOL SEAT 9 121 ANTHRAC GREY | ASSISE TAB.9 121 GRIS ANTRAC. | ASIENTO TAB.9 121 GRIS ANTRAC. | PZ | 266
U97005123 |  | SEDUTA SEG 9 123 VERDE POLINES | SITZFLÄCHE 9 123 POLIN. GRÜN | STOOL SEAT 9 123 POLYNES GREEN | ASSISE TAB.9 123 VERT POLYNES. | ASIENTO TAB.9 123 VERDE POLIN. | PZ | 266
U97005130 |  | SEDUTA SEG 9 130 NERO GRAFITE | SITZFLÄCHE 9 130 GRAPH.SCHW. | STOOL SEAT 9 130 GRAP. BLACK | ASSISE TAB.9 130 NOIR GRAPHITE | ASIENTO TAB.9 130 NEGRO GRAFIT | PZ | 266
U97005132 |  | SEDUTA SEG 9 132 VIOLA MIRTILL | SITZFLÄCHE 9 132 HEIDELB.BL. | STOOL SEAT 9 132 BLUEB. VIOLET | ASSISE TAB.9 132 VIOLET MYRTIL | ASIENTO TAB.9 132 VIOLETA ARAN | PZ | 266
U97005134 |  | SEDUTA SEG 9 134 GLICINE GIAPP | SITZFLÄCHE 9 134 JAP. FLIEDER | STOOL SEAT 9 134 JAP WISTERIA | ASSISE TAB.9 134 GLYCINE JAPON | ASIENTO TAB.9 134 GLICINA JAPO | PZ | 266
U97005135 |  | SEDUTA SEG 9 135 ROSSO VENEZIA | SITZFLÄCHE 9 135 VENEDIGROT | STOOL SEAT 9 135 VENICE RED | ASSISE TAB.9 135 ROUGE VENISE | ASIENTO TAB.9 135 ROJO VENECIA | PZ | 266
U97005136 |  | SEDUTA SEG 9 136 AZZURRO INDIA | SITZFLÄCHE 9 136 INDISCH BLAU | STOOL SEAT 9 136 INDIA L. BLUE | ASSISE TAB.9 136 BLEU INDE | ASIENTO TAB.9 136 AZUL INDIA | PZ | 266
U97005137 |  | SEDUTA SEG 9 137 ARGENTO BRILL | SITZFLÄCHE 9 137 GL. SILBER | STOOL SEAT 9 137 BRIGHT SILVER | ASSISE TAB.9 137 ARGENT BRILL. | ASIENTO TAB.9 137 PLATA BRILL. | PZ | 266
U97006101 |  | SED CUC SEG 9 101 VERDE CARAIB | SITZFL. GEN. 9 101 KARIB.GR. | STITCH ST.SEAT 9 101 CAR.GREEN | ASS.COUSU TAB.9 101 VERT CARAI | AS.COSIDO TAB.9 101 VERDE CARI | PZ | 319
U97006102 |  | SED CUC SEG 9 102 BLU ATLANTIC | SITZFL. GEN. 9 102 ATLANTIKBL. | STITCH ST.SEAT 9 102 AT. BLUE | ASS.COUSU TAB.9 102 BLEU ATLAN | AS.COSIDO TAB.9 102 AZUL ATLAN | PZ | 319
U97006103 |  | SED CUC SEG 9 103 GIALLO NEVAD | SITZFL. GEN. 9 103 GELB NEVADA | STITCH ST.SEAT 9 103 NEV.YEL. | ASS.COUSU TAB.9 103 JAUNE NEVA | AS.COSIDO TAB.9 103 AMAR. NEVA | PZ | 319
U97006106 |  | SED CUC SEG 9 106 AZZURRO MEDI | SITZFL. GEN. 9 106 MED. HELLBL | STIT. ST.SEAT 9 106 MED L.BLUE | ASS.COUSU TAB.9 106 BLEU MEDIT | AS.COSIDO TAB.9 106 AZUL MEDIT | PZ | 319
U97006113 |  | SED CUC SEG 9 113 BLU PACIFICO | SITZFL. GEN. 9 113 PAZIFIKBLAU | STITCH ST.SEAT 9 113 PAC. BLUE | ASS.COUSU TAB.9 113 BLEU PACI | AS.COSIDO TAB.9 113 AZUL PACIF | PZ | 319
U97006115 |  | SED CUC SEG 9 115 SALMONE SCOZ | SITZFL. GEN. 9 115 SCH.LACHS | STITCH ST.SEAT 9 115 SC.SALMON | ASS.COUSU TAB.9 115 SAUMON ECO | AS.COSIDO TAB.9 115 SALMON ESC | PZ | 319
U97006121 |  | SED CUC SEG 9 121 GRIGIO ANTRA | SITZFL. GEN. 9 121 ANTHR.GR. | STITCH ST.SEAT 9 121 ANT. GREY | ASS.COUSU TAB.9 121 GRIS ANTRA | AS.COSIDO TAB.9 121 GRIS ANTRA | PZ | 319
U97006123 |  | SED CUC SEG 9 123 VERDE POLINE | SITZFL. GEN. 9 123 POLIN. GRÜN | STITCH ST.SEAT 9 123 POL.GREEN | ASS.COUSU TAB.9 123 VERT POLYN | AS.COSIDO TAB.9 123 VERDE POLI | PZ | 319
U97006130 |  | SED CUC SEG 9 130 NERO GRAFITE | SITZFL. GEN. 9 130 GRAPH.SCHW. | STITCH ST.SEAT 9 130 GR. BLACK | ASS.COUSU TAB.9 130 NOIR GRAPH | AS.COSIDO TAB.9 130 NEGRO GRAF | PZ | 319
U97006132 |  | SED CUC SEG 9 132 VIOLA MIRTIL | SITZFL. GEN. 9 132 HEIDELB.BL. | STITCH ST.SEAT 9 132 B. VIOLET | ASS.COUSU TAB.9 132 VIOLET MYR | AS.COSIDO TAB.9 132 VIOLETA AR | PZ | 319
U97006134 |  | SED CUC SEG 9 134 GLICINE GIAP | SITZF. GEN. 9 134 JAP. FLIEDER | STITCH ST.SEAT 9 134 JAP WIST. | ASS.COUSU TAB.9 134 GLYCINE JA | AS.COSIDO TAB.9 134 GLICINA JA | PZ | 319
U97006135 |  | SED CUC SEG 9 135 ROSSO VENEZI | SITZFL. GEN. 9 135 VENEDIGROT | STITCH ST.SEAT 9 135 VEN. RED | ASS.COUSU TAB.9 135 ROUGE VENI | AS.COSIDO TAB.9 135 ROJO VENEC | PZ | 319
U97006136 |  | SED CUC SEG 9 136 AZZURRO INDI | SITZFL. GEN. 9 136 IND. HELLBL | STITCH ST.SEAT 9 136 IN. L.BL. | ASS.COUSU TAB.9 136 BLEU INDE | AS.COSIDO TAB.9 136 AZUL INDIA | PZ | 319
U97006137 |  | SED CUC SEG 9 137 ARGENTO BRIL | SITZFL. GEN. 9 137 GL. SILBER | STITCH ST.SEAT 9 137 BRI. SIL. | ASS.COUSU TAB.9 137 ARGENT BRI | AS.COSIDO TAB.9 137 PLATA BRIL | PZ | 319
U97100101 |  | SCHIENALE 101 VERDE CARAIBI | RUECKENLEHNE 101 KARIBIKGRUEN | 101 CARIBBEAN GREEN BACKREST | DOSSIER 101 VERT CARAIBI | RESPALDO 101 VERDE CARAIBI | PZ | 223
U97100102 |  | SCHIENALE 102 BLU ATLANTICO | RUECKENLEHNE 102 ATLANTIKBLAU | 102 ATLANTIC BLUE BACKREST | DOSSIER 102 BLEU ATLANTIQUE | RESPALDO 102 AZUL ATLANTICO | PZ | 223
U97100103 |  | SCHIENALE 103 GIALLO NEVADA | RUECKENLEHNE 103 NEVADA GELB | 103 NEVADA YELLOW BACKREST | DOSSIER 103 JAUNE NEVADA | RESPALDO 103 AMARILLO NEVADA | PZ | 223
U97100106 |  | SCHIENALE 106 AZZURRO MEDITERR | RUECKENLEHNE 106 MEDITERANBLAU | 106 MEDITERR BLUE BACKREST | DOSSIER 106 BLEU MEDITERRANEEN | RESPALDO 106 AZUL MEDITERRANEO | PZ | 223
U97100113 |  | SCHIENALE 113 BLU PACIFICO | RUECKENLEHNE 113 PAZIFISCH BLA | 113 PACIFIC BLUE BACKREST | DOSSIER 113 BLEU PACIFIQUE | RESPALDO 113 AZUL PACIFICO | PZ | 223
U97100115 |  | SCHIENALE 115 SALMONE SCOZZESE | RUECKENLEHNE 115 LACHSROT | 115 SCOTTISH SALMON BACKREST | DOSSIER 115 SAUMON ESCOSSAIS | RESPALDO 115 SALMON ESCOCES | PZ | 223
U97100121 |  | SCHIENALE 121 GRIGIO ANTRACITE | RUECKENLEHNE 121ANTHRAZIT GRAU | 121 ANTHRACITE GREY BACKREST | DOSSIER 121 GRIS ANTRACITE | RESPALDO 121 GRIS ANTRACITA | PZ | 223
U97100123 |  | SCHIENALE 123 VERDE POLINESIA | RUECKENLEHNE 123 POLYN.GRUEN | 123 POLYNESIAN GREEN BACKREST | DOSSIER 123 VERT POLYNESIE | RESPLADO 123 VERDE POLINESIA | PZ | 223
U97100130 |  | SCHIENALE 130 NERO GRAFITE | RUECKENLEHNE 130 GRAPHIT SCHWA | 130 GRAPHITE BLACK BACKREST | DOSSIER 130 NOIR GRAPHITE | RESPALDO 130 NEGRO GRAFITO | PZ | 223
U97100132 |  | SCHIENALE 132 VIOLA MIRTILLO | RUECKENLEHNE 132 HEIDELB. LILA | 132 BLUEBERRY VIOLET BACKREST | DOSSIER 132 VIOLET MYRTILLE | RESPALDO 132 VIOLETA ARANDANO | PZ | 223
U97100134 |  | SCHIENALE 134 GLICINE GIAPPONE | RUECKENLEHNE 134 JAPAN. WISTER | 134 JAPANESE WISTERIA BACKREST | DOSSIER 134 GLYCINE JOPONAIS | RESPALDO 134 GLICINA JAPONESA | PZ | 223
U97100135 |  | SCHIENALE 135 ROSSO VENEZIANO | RUECKENLEHNE 135 VENEDIG ROT | 135 VENETIAN RED BACKREST | DOSSIER 135 ROUGE VENISE | RESPALDO 135 ROJO VENECIA | PZ | 223
U97100136 |  | SCHIENALE 136 AZZURRO INDIANO | RUECKENLEHNE 136 INDIEN BLAU | 136 INDIAN BLUE BACKREST | DOSSIER 136 BLEU INDIAN | RESPALDO 136 AZUL INDIANO | PZ | 223
U97100137 |  | SCHIENALE 137 ARGENTO BRILLANT | RUECKENLEHNE 137 LEUCHTEND SIL | 137 SHINING SILVER BACKREST | DOSSIER 137 ARGENT BRILLANT | RESPALDO 137 PLATA BRILLANTE | PZ | 223
U97100180 |  | SCHIENALE 180 MEM NERO GRAFITE | RUECKENLEHNE 180 MEM. GRAPHIT | 180 GRAPH BLACK MEM BACKREST | DOSSIER 180 MEM.NOIR GRAPHITE | RESPALDO 180 MEM. NEGRO GRAFIT | PZ | 350
U97100182 |  | SCHIENALE 182 MEM GIALLO NEVAD | RUECKENLEHNE 182 MEM. NEV.GELB | 182 NEVADA YELLOW MEM BACKREST | DOSSIER 182 MEM.JAUNE NEVADA | RESPALDO 182 MEM.AMARILLO NEVA | PZ | 350
U97100183 |  | SCHIENALE 183 MEM BLU PACIFICO | RUECKENLEHNE 183 MEM. PAZ.BLAU | 183 PACIFIC BLUE MEM BACKREST | DOSSIER 183 MEM.BLEU PACIFIQUE | RESPALDO 183 MEM.AZUL PACIFICO | PZ | 350
U97100184 |  | SCHIENALE 184 MEM GLICINE GIAP | RUECKENLEHNE 184 MEM. JAP.WIS. | 184 JAP WISTERIA MEM BACKREST | DOSSIER 184 MEM.GLYCINE JAPONA | RESPALDO 184 MEM.GLICINA JAPON | PZ | 350
U97100186 |  | SCHIENALE 186 MEM AZZURRO INDI | RUECKENLEHNE 186 MEM. IND.BLAU | 186 INDIAN BLUE MEM BACKREST | DOSSIER 186 MEM.BLEU INDIAN | RESPALDO 186 MEM.AZUL INDIANO | PZ | 350
U97100187 |  | SCHIENALE 187 MEM ARGENTO BRIL | RUECKENLEHNE 187 MEM. L.SILB. | 187 SHIN SILVER MEM BACKREST | DOSSIER 187 MEM.ARGENT BRILLAN | RESPALDO 187 MEM. PLATA BRILLA | PZ | 350
U97100192 |  | SCHIENALE 192 MEM VIOLA MIRTIL | RUECKENLEHNE 192 MEM. HEID.LIL | 192 BLUEB VIOLET MEM BACKREST | DOSSIER 192 MEM.VIOLET MYRTILL | RESPALDO 192 MEM.VIOLETA ARAND | PZ | 350
U97100193 |  | SCHIENALE 193 MEM VERDE POLINE | RUECKENLEHNE 193 MEM. POL.GRUE | 193 POLYN GREEN MEM BACKREST | DOSSIER 193 MEM.VERT POLYNESIE | RESPALDO 193 MEM.VERDE POLINES | PZ | 350
U97100194 |  | SCHIENALE 194 MEM ROSSO VENEZI | RUECKENLEHNE 194 MEM. VEN.ROT | 194 VENETIAN RED MEM BACKREST | DOSSIER 194 MEM.ROUGE VENISE | RESPALDO 194 MEM.ROJO VENECIA | PZ | 350
U97100195 |  | SCHIENALE 195 MEM SALMONE SCOZ | RUECKENLEHNE 195 MEM. LACHSROT | 195 SCOTT SALMON MEM BACKREST | DOSSIER 195 MEM.SAUMON ESCOSSA | RESPALDO 195 MEM.SALMON ESCOCE | PZ | 350
U97100196 |  | SCHIENALE 196 MEM AZZURRO MEDI | RUECKENLEHNE 196 MEM. MED.BLAU | 196 MEDIT BLUE MEM BACKREST | DOSSIER 196 MEM.BLEU MEDITERRA | RESPALDO 196 MEM.AZUL MEDITERR | PZ | 350
U97100197 |  | SCHIENALE 197 MEM VERDE CARAIB | RUECKENLEHNE 197 KARIBIK GRUEN | 197 CARRIB GREEN MEM BACKREST | DOSSIER 197 MEM.VERT CARAIBI | RESPALDO 197 MEM.VERDE CARAIBI | PZ | 350
U97100198 |  | SCHIENALE 198 MEM BLU ATLANTIC | RUECKENLEHNE 198 MEM. ATL.BLAU | 198 ATLANTIC BLUE MEM BACKREST | DOSSIER 198 MEM.BLEU ATLANTIQU | RESPALDO 198 MEM.AZUL ATLANTIC | PZ | 350
U97100199 |  | SCHIENALE 199 MEM GRIGIO ANTRA | RUECKENLEHNE 199 MEM. ANT.GRAU | 199 ANTHRAC GREY MEM BACKREST | DOSSIER 199 MEM.GRIS ANTRACITE | RESPALDO 199 MEM.GRIS ANTRACIT | PZ | 350
U97101101 |  | SCHIENALE 101 VERDE CARAIBI | RUECKENLEHNE 101 KARIBIK GRUEN | 101 CARIBBEAN GREEN BACKREST | DOSSIER 101 VERT CARAIBI | RESPALDO 101 VERDE CARAIBI | PZ | 223
U97101102 |  | SCHIENALE 102 BLU ATLANTICO | RUECKENLEHNE 102 ATLANTIK BLAU | 102 ATLANTIC BLUE BACKREST | DOSSIER 102 BLEU ATLANTIQUE | RESPALDO 102 AZUL ATLANTICO | PZ | 223
U97101103 |  | SCHIENALE 103 GIALLO NEVADA | RUECKENLEHNE 103 NEVADA GELB | 103 NEVADA YELLOW BACKREST | DOSSIER 103 JAUNE NEVADA | RESPALDO 103 AMARILLO NEVADA | PZ | 223
U97101106 |  | SCHIENALE 106 AZZURRO MEDITERR | RUECKENLEHNE 106 MEDIT. BLAU | 106 MEDITERR BLUE BACKREST | DOSSIER 106 BLEU MEDITERRANEEN | RESPALDO 106 AZUL MEDITERRANEO | PZ | 223
U97101113 |  | SCHIENALE 113 BLU PACIFICO | RUECKENLEHNE 113 PAZIFIK BLAU | 113 PACIFIC BLUE BACKREST | DOSSIER 113 BLEU PACIFIQUE | RESPALDO 113 AZUL PACIFICO | PZ | 223
U97101115 |  | SCHIENALE 115 SALMONE SCOZZESE | RUECKENLEHNE 115 LACHSROT | 115 SCOTTISH SALMON BACKREST | DOSSIER 115 SAUMON ESCOSSAIS | RESPALDO 115 SALMON ESCOCES | PZ | 223
U97101121 |  | SCHIENALE 121 GRIGIO ANTRACITE | RUECKENLEHNE 121ANTHRAZIT GRAU | 121 ANTHRACITE GREY BACKREST | DOSSIER 121 GRIS ANTHRACITE | RESPALDO 121 GRIS ANTRACITA | PZ | 223
U97101123 |  | SCHIENALE 123 VERDE POLINESIA | RUECKENLEHNE 123 POLYN. GRUEN | 123 POLYNESIAN GREEN BACKREST | DOSSIER 123 VERT POLYNESIE | RESPALDO 123 VERDE POLINESIA | PZ | 223
U97101130 |  | SCHIENALE 130 NERO GRAFITE | RUECKENLEHNE 130 GRAP. SCHWARZ | 130 GRAPHITE BLACK BACKREST | DOSSIER 130 NOIR GRAPHITE | RESPALDO 10 NEGRO GRAFITO | PZ | 223
U97101132 |  | SCHIENALE 132 VIOLA MIRTILLO | RUECKENLEHNE 132 HEIDELB. LILA | 132 BLUEBERRY VIOLET BACKREST | DOSSIER 132 VIOLET MYRTILLE | RESPALDO 132 VIOLETA ARANDANO | PZ | 223
U97101134 |  | SCHIENALE 134 GLICINE GIAPPONE | RUECKENLEHNE 134 JAPAN WISTER | 134 JAPANESE WISTERIA BACKREST | DOSSIER 134 GLYCINE JAPONAIS | RESPALDO 134 GLICINA JAPONESA | PZ | 223
U97101135 |  | SCHIENALE 135 ROSSO VENEZIANO | RUECKENLEHNE 135 VENEDIG ROT | 135 VENETIAN RED BACKREST | DOSSIER 135 ROUGE VENISE | RESPALDO 135 ROJO VENECIA | PZ | 223
U97101136 |  | SCHIENALE 136 AZZURRO INDIANO | RUECKENLEHNE 136 INDIEN BLAU | 136 INDIAN BLUE BACKREST | DOSSIER 136 BLEU INDIAN | RESPALDO 136 AZUL INDIANO | PZ | 223
U97101137 |  | SCHIENALE 137 ARGENTO BRILLANT | RUECKENLEHNE 137 LEUCHT.SILBER | 137 SHINING SILVER BACKREST | DOSSIER 137 ARGENT BRILLANT | RESPALDO 137 PLATA BRILLANTE | PZ | 223
U97101180 |  | SCHIENALE 180 MEM NERO GRAFITE | RUECKENLEHNE 180 MEM. GR. SCHW | 180 GRAPH BLACK MEM BACKREST | DOSSIER 180 MEM.NOIR GRAPHITE | RESPALDO 180 MEM.NEGRO GRAFITO | PZ | 350
U97101182 |  | SCHIENALE 182 MEM GIALLO NEVAD | RUECKENLEHNE 182 MEM. NEV.GELB | 182 NEVADA YELLOW MEM BACKREST | DOSSIER 182 MEM.JAUNE NEVADA | RESPALDO 182 MEM.AMARILLO NEVA | PZ | 350
U97101183 |  | SCHIENALE 183 MEM BLU PACIFICO | RUECKENLEHNE 183 MEM. PAZ.BLAU | 183 PACIFIC BLUE MEM BACKREST | DOSSIER 183 MEM.BLEU PACIFIQUE | RESPALDO 183 MEM.AZUL PACIFICO | PZ | 350
U97101184 |  | SCHIENALE 184 MEM GLICINE GIAP | RUECKENLEHNE 184 MEM. JAP.WIS. | 184 JAP WISTERIA MEM BACKREST | DOSSIER 184 MEM.GLYCINE JAPONA | RESPALDO 184 MEM.GLICINA JAPON | PZ | 350
U97101186 |  | SCHIENALE 186 MEM AZZURRO INDI | RUECKENLEHNE 186 MEM. IND.BLAU | 186 INDIAN BLUE MEM BACKREST | DOSSIER 186 MEM.BLEU INDIAN | RESPALDO 186 MEM.AZUL INDIANO | PZ | 350
U97101187 |  | SCHIENALE 187 MEM ARGENTO BRIL | RUECKENLEHNE 187 MEM. L. SILBE | 187 SHIN SILVER MEM BACKREST | DOSSIER 187 MEM.ARGENT BRILLAN | RESPALDO 187MEM.PLATA BRILLANT | PZ | 350
U97101192 |  | SCHIENALE 192 MEM VIOLA MIRTIL | RUECKENLEHNE 192 MEM. H. LILA | 192 BLUEB VIOLET MEM BACKREST | DOSSIER 192 MEM.VIOLET MYRTILL | RESPALDO 192 MEM.VIOLETA ARAND | PZ | 350
U97101193 |  | SCHIENALE 193 MEM VERDE POLINE | RUECKENLEHNE 193 MEM. POL.GRUE | 193 POLYN GREEN MEM BACKREST | DOSSIER 197 MEM.VERT POLYNESIE | RESPALDO 197 MEM.VERDE POLINES | PZ | 350
U97101194 |  | SCHIENALE 194 MEM ROSSO VENEZI | RUECKENLEHNE 194 MEM. VEN.ROT | 194 VENETIAN RED MEM BACKREST | DOSSIER 194 MEM.ROUGE VENISE | RESPALDO 194 MEM.ROJO VENECIA | PZ | 350
U97101195 |  | SCHIENALE 195 MEM SALMONE SCOZ | RUECKENLEHNE 195 MEM. LACHSROT | 195 SCOTT SALMON MEM BACKREST | DOSSIER 195 MEM.SAUMON ESCOSSA | RESPALDO 195 MEM.SALMON ESCOCE | PZ | 350
U97101196 |  | SCHIENALE 196 MEM AZZURRO MEDI | RUECKENLEHNE 196 MEM. MED.BLAU | 196 MEDIT BLUE MEM BACKREST | DOSSIER 196 MEM.BLEU MEDITERRA | RESPALDO 196 MEM.AZUL MEDITERR | PZ | 350
U97101197 |  | SCHIENALE 197 MEM VERDE CARAIB | RUECKENLEHNE 197 MEM. KAR.GRUE | 197 CARRIB GREEN MEM BACKREST | DOSSIER 197 MEM.VERT CARAIBI | RESPALDO 197 MEM.VERDE CARAIBI | PZ | 350
U97101198 |  | SCHIENALE 198 MEM BLU ATLANTIC | RUECKENLEHNE 198 MEM. ATL.BLAU | 198 ATLANTIC BLUE MEM BACKREST | DOSSIER 198 MEM.BLEU ATLANTIQU | RESPALDO 198 MEM.AZUL ATLANTIC | PZ | 350
U97101199 |  | SCHIENALE 199 MEM GRIGIO ANTRA | RUECKENLEHNE 199 MEM. ANT.GRAU | 199 ANTHRAC GREY MEM BACKREST | DOSSIER 199 MEM.GRIS ANTHRACIT | RESPALDO 199 MEM.GRIS ANTRACIT | PZ | 350
U97102101 |  | SCHIENALE N 101 VERDE CARAIBI | RÜCKENLEHNE N 101 KARIBIKGRÜN | 101 CARIBBEAN GREEN BACKREST | DOSSIER N.101 VERT CARAIBI | RESPALDO N.101 VERDE CARAIBI | PZ | 223
U97102102 |  | SCHIENALE N 102 BLU ATLANTICO | RÜCKENLEHNE N 102 ATLANTIKBLAU | 102 ATLANTIC BLUE BACKREST | DOSSIER N.102 BLEU ATLANTIQUE | RESPALDO N.102 AZUL ATLANTICO | PZ | 223
U97102103 |  | SCHIENALE N 103 GIALLO NEVADA | RÜCKENLEHNE N 103 GELB NEVADA | 103 NEVADA YELLOW BACKREST | DOSSIER N.103 JAUNE NEVADA | RESPALDO N.103 AMARILLO NEVADA | PZ | 223
U97102106 |  | SCHIENALE N 106 AZZURRO MEDITE | RÜCKENL.N 106 MED. HELLBL. | 106 MEDITERR. BLUE BACKREST | DOSSIER N.106 BLEU MEDITERR. | RESPALDO N.106 CELESTE MEDITER | PZ | 223
U97102113 |  | SCHIENALE N 113 BLU PACIFICO | RÜCKENLEHNE N 113 PAZIFIKBLAU | 113 PACIFIC BLUE BACKREST | DOSSIER N.113 BLEU PACIFIQUE | RESPALDO N.113 AZUL PACIFICO | PZ | 223
U97102115 |  | SCHIENALE N 115 SALMONE SCOZZE | RÜCKENL. N 115 SCH. LACHS | 115 SCOTTISH SALMON BACKREST | DOSSEER N.115 SAUMON ECOSSAIS | RESPALDO N.115 SALMON ESCOCES | PZ | 223
U97102121 |  | SCHIENALE N 121 GRIGIO ANTRACI | RÜCKENL.N 121 ANTHR.GRAU | 121 ANTHRACITE GREY BACKREST | DOSSIER N.121 GRIS ANTRACITE | RESPALDO N.121 GRIS ANTRACITA | PZ | 223
U97102123 |  | SCHIENALE N 123 VERDE POLINESI | RÜCKENLEHNE N 123 POLIN. GRÜN | 123 POLYNESIAN GREEN BACKREST | DOSSIER N.123 VERT POLYNESIE | RESPALDO N.123 VERDE POLINESIA | PZ | 223
U97102130 |  | SCHIENALE N 130 NERO GRAFITE | RÜCKENL. N 130 GRAPH.SCHW. | 130 GRAPHITE BLACK BACKREST | DOSSIER N.130 NOIR GRAFITE | RESPALDO N.130 NEGRO GRAFITO | PZ | 223
U97102132 |  | SCHIENALE N 132 VIOLA MIRTILLO | RÜCKENL. N 132 HEIDELB.BL. | 132 BLUEBERRY VIOLET BACKREST | DOSSIER N.132 VIOLET MYRTILLE | RESPALDO N.132 VIOLETA ARANDAN | PZ | 223
U97102134 |  | SCHIENALE N 134 GLICINE GIAPPO | RÜCKENLEHNE N 134 JAP. FLIEDER | 134 JAPANESE WISTERIA BACKREST | DOSSIER N.134 GLYCINE JAPONAIS | RESPALDO N.134 GLICINA JAPONES | PZ | 223
U97102135 |  | SCHIENALE N 135 ROSSO VENEZIAN | RÜCKENLEHNE N 135 VENEDIG ROT | 135 VENETIAN RED BACKREST | DOSSIER N.135 ROUGE VENISE | RESPALDO N.135 ROJO VENECIA | PZ | 223
U97102136 |  | SCHIENALE N 136 AZZURRO INDIAN | RÜCKENLEHNE N 136 INDISCH BLAU | 136 INDIAN BLUE BACKREST | DOSSIER N.136 BLEU INDIEN | RESPALDO N.136 AZUL INDIANO | PZ | 223
U97102137 |  | SCHIENALE N 137 ARGENTO BRILLA | RÜCKENLEHNE N 137 GL. SILBER | 137 SHINING SILVER BACKREST | DOSSIER N.137 ARGENT BRILLANT | RESPALDO N.137 PLATA BRILLANTE | PZ | 223
U97102180 |  | SCHIENALE N 180 MEM NERO GRAFI | RUECKENLEHNE N 180 MEM.GR.SCHW | 180 GRAPH BLACK MEM N BACKREST | DOSSIER 180 MEM.NOIR GRAPHITE | RESPALDO 180 MEM.NEGRO GRAFITO | PZ | 350
U97102182 |  | SCHIENALE N 182 MEM GIALLO NEV | RUECKENLEHNE N 182 MEM.NEV.GEL | 182 NEV YELLOW MEM N BACKREST | DOSSIER 182 MEM.JAUNE NEVADA | RESPALDO 182 MEM.AMARILLO NEVA | PZ | 350
U97102183 |  | SCHIENALE N 183 MEM BLU PACIFI | RUECKENLEHNE N 183 MEM.PAZ.BLA | 183 PACIF BLUE MEM N BACKREST | DOSSIER 183 MEM.BLEU PACIFIQUE | RESPALDO 183 MEM.AZUL PACIFICO | PZ | 350
U97102184 |  | SCHIENALE N 184 MEM GLICINE GI | RUECKENLEHNE N 184 MEM.JAP.WIS | 184 JAP WISTER MEM N BACKREST | DOSSIER 184 MEM.GLYCINE JAPONA | RESPALDO 184 MEM.GLICINA JAPON | PZ | 350
U97102186 |  | SCHIENALE N 186 MEM AZZURRO IN | RUECKENLEHNE N 186 MEM. IND.BL | 186 INDIAN BLUE MEM N BACKREST | DOSSIER 186 MEM.BLEU INDIAN | RESPALDO 186 MEM.AZUL INDIANO | PZ | 350
U97102187 |  | SCHIENALE N 187 MEM ARGENTO BR | RUECKENLEHNE N 187 MEM. L.SILB | 187 SHIN SILVER MEM N BACKREST | DOSSIER 187 MEM.ARGENT BRILLAN | RESPALDO 187 MEM.PLATA BRILLAN | PZ | 350
U97102192 |  | SCHIENALE N 192 MEM VIOLA MIRT | RUECKENLEHNE N 192 MEM.H.LILA | 192 BLUEB VIOL MEM N BACKREST | DOSSIER 192 MEM.VIOLET MYRTILL | RESPALDO 192 MEM.VIOLETA ARAND | PZ | 350
U97102193 |  | SCHIENALE N 193 MEM VERDE POLI | RUECKENLEHNE N 193 MEM. POL.GR | 193 POLYN GREEN MEM N BACKREST | DOSSIER 193 MEM.VERT POLYNESIE | RESPALDO 193 MEM.VERDE POLINES | PZ | 350
U97102194 |  | SCHIENALE N 194 MEM ROSSO VENE | RUECKENLEHNE N 194 MEM.VEN.ROT | 194 VENET RED MEM N BACKREST | DOSSIER 194 MEM.ROUGE VENISE | RESPALDO 194 MEM.ROJO VENECIA | PZ | 350
U97102195 |  | SCHIENALE N 195 MEM SALMONE SC | RUECKENLEHNE N 195 MEM.LACHSR. | 195 SCOTT SALM MEM N BACKREST | DOSSIER 195 MEM.SAUMON ESCOSSA | RESPALDO 195 MEM.SALMON ESCOCE | PZ | 350
U97102196 |  | SCHIENALE N 196 MEM AZZURRO ME | RUECKENLEHNE N 196 MEM.MED.BL. | 196 MEDIT BLUE MEM N BACKREST | DOSSIER 196 MEM.BLEU MEDITERRA | RESPALDO 196 MEM.AZUL MEDITERR | PZ | 350
U97102197 |  | SCHIENALE N 197 MEM VERDE CARA | RUECKENLEHNE N 197 MEM.KAR.GR. | 197 CARR GREEN MEM N BACKREST | DOSSIER 197 MEM.VERT CARAIBI | RESPALDO 197 MEM.VERDE CARAIBI | PZ | 350
U97102198 |  | SCHIENALE N 198 MEM BLU ATLANT | RUECKENLEHNE N 198 MEM. ATL.BL | 198 ATLANT BLUE MEM N BACKREST | DOSSIER 198 MEM.BLEU ATLANTIQU | RESPALDO 198 MEM.AZUL ATLANTIC | PZ | 350
U97102199 |  | SCHIENALE N 199 MEM GRIGIO ANT | RUECKENLEHNE N 199 MEM. AN.GR. | 199 CHARC GREY MEM N BACKREST | DOSSIER 199 MEM.GRIS ANTHRACIT | RESPALDO 199 MEM.GRIS ANTRACIT | PZ | 350
U97103101 |  | SCHIENALE S 101 VERDE CARAIBI | RUECKENLEHNE S 101 KAR.GRUEN | 101 CARRIBEAN GREEN S BACKREST | DOSSIER S 101 VERT CARAIBI | RESPALDO S 101 VERDE CARAIBI | PZ | 223
U97103102 |  | SCHIENALE S 102 BLU ATLANTICO | RUECKENLEHNE S 102 ATL.BLAU | 102 ATLANTIC BLUE S BACKREST | DOSSIER S 102 BLEU ATLANTIQUE | RESPALDO S 102 AZUL ATLANTICO | PZ | 223
U97103103 |  | SCHIENALE S 103 GIALLO NEVADA | RUECKENLEHNE S 103 NEVADA GELB | 103 NEVADA YELLOW S BACKREST | DOSSIER S 103 JAUNE NEVADA | RESPALDO S 103 AMARILLO NEVADA | PZ | 223
U97103106 |  | SCHIENALE S 106 AZZURRO MEDITE | RUECKENLEHNE S 106 MED. BLAU | 106 MEDITERR BLUE S BACKREST | DOSSIER S 106 BLEU MEDITERRANE | RESPALDO S 106 AZUL MEDITERRAN | PZ | 223
U97103113 |  | SCHIENALE S 113 BLU PACIFICO | RUECKENLEHNE S 113 PAZ.BLAU | 113 PACIFIC BLUE S BACKREST | DOSSIER S 113 BLEU PACIFIQUE | RESPALDO S 113 AZUL PACIFICO | PZ | 223
U97103115 |  | SCHIENALE S 115 SALMONE SCOZZE | RUECKENLEHNE S 115 LACHSROT | 115 SCOTTISH SALMON S BACKREST | DOSSIER S 115 SAUMON ESCOSSAIS | RESPALDO S 115 SALMON ESCOCES | PZ | 223
U97103121 |  | SCHIENALE S 121 GRIGIO ANTRACI | RUECKENLEHNE S 121 ANT. GRAU | 121 ANTHRACITE GREY S BACKREST | DOSSIER S 121 GRIS ANTHRACITE | RESPALDO S 121 GRIS ANTRACITA | PZ | 223
U97103123 |  | SCHIENALE S 123 VERDE POLINESI | RUECKENLEHNE S 123 POL.GRUEN | 123 POLYNES GREEN S BACKREST | DOSSIER S 123 VERT POLYNESIE | RESPALDO S 123 VERDE POLINESIA | PZ | 223
U97103130 |  | SCHIENALE S 130 NERO GRAFITE | RUECKENLEHNE S 130 GRAP.SCHW. | 130 GRAPHITE BLACK S BACKREST | DOSSIER S 130 NOIR GRAPHITE | RESPALDO S 130 NEGRO GRAFITO | PZ | 223
U97103132 |  | SCHIENALE S 132 VIOLA MIRTILLO | RUECKENLEHNE S 132 HEID. LILA | 132 BLUEBER VIOLET S BACKREST | DOSSIER S 132 VIOLET MYRTILLE | RESPALDO S 132 VIOLETA ARANDAN | PZ | 223
U97103134 |  | SCHIENALE S 134 GLICINE GIAPPO | RUECKENLEHNE S 134 JAPAN WIST. | 134 JAPAN WISTERIA S BACKREST | DOSSIER S 134 GLYCINE JAPONAIS | RESPALDO 134 GLICINA JAPONESA | PZ | 223
U97103135 |  | SCHIENALE S 135 ROSSO VENEZIAN | RUECKENLEHNE S 135 VENEDIG ROT | 135 VENETIAN RED S BACKREST | DOSSIER S 135 ROUGE VENISE | RESPALDO S 135 ROJO VENECIA | PZ | 223
U97103136 |  | SCHIENALE S 136 AZZURRO INDIAN | RUECKENLEHNE S 136 INDIEN BLAU | 136 INDIAN BLUE S BACKREST | DOSSIER S 136 BLEU INDIAN | RESPALDO S 136 AZUL INDIANO | PZ | 223
U97103137 |  | SCHIENALE S 137 ARGENTO BRILLA | RUECKENLEHNE S 137 L. SILBER | 137 SHINING SILVER S BACKREST | DOSSIER S 137 ARGENT BRILLANT | RESPALDO S 137 PLATA BRILLANTE | PZ | 223
U97103180 |  | SCHIENALE S 180 MEM NERO GRAFI | RUECKENLEHNE S 180 MEM.GR.SCHW | 180 GRAPH BLACK MEM S BACKREST | DOSSIER S 180 MEM.NOIR GRAPHIT | RESPALDO S 180 MEM.NEGRO GRAFI | PZ | 350
U97103182 |  | SCHIENALE S 182 MEM GIALLO NEV | RUECKENLEHNE S 182 MEM.NEV.GEL | 182 NEV YELLOW MEM S BACKREST | DOSSIER S 182 MEM.JAUNE NEVADA | RESPALDO S 182 MEM.AMARILLO NE | PZ | 350
U97103183 |  | SCHIENALE S 183 MEM BLU PACIFI | RUECKENLEHNE S 183 MEM.PAZ.BL. | 183 PACIF BLUE MEM S BACKREST | DOSSIER S 183 MEM.BLEU PACIFIQ | RESPALDO S 183 MEM.AZUL PACIFI | PZ | 350
U97103184 |  | SCHIENALE S 184 MEM GLICINE GI | RUECKENLEHNE S 184 MEM. JAP.W. | 184 JAP WISTER MEM S BACKREST | DOSSIER S 184 MEM.GLYCINE JAPO | RESPALDO S 184 MEM.GLICINA JAP | PZ | 350
U97103186 |  | SCHIENALE S 186 MEM AZZURRO IN | RUECKENLEHNE S 186 MEM.IND.BL. | 186 INDIAN BLUE MEM S BACKREST | DOSSIER S 186 MEM.BLEU INDIAN | RESPALDO S 186 MEM.AZUL INDIAN | PZ | 350
U97103187 |  | SCHIENALE S 187 MEM ARGENTO BR | RUECKENLEHNE S 187 MEM.L.SILB. | 187 SHIN SILVER MEM S BACKREST | DOSSIER S 187 MEM.ARGENT BRILL | RESPALDO S 187 MEM.PLATA BRILL | PZ | 350
U97103192 |  | SCHIENALE S 192 MEM VIOLA MIRT | RUECKENLEHNE S 192 MEM.H.LILA | 192 BLUEB VIOL MEM S BACKREST | DOSSIER S 192 MEM.VIOLET MYRTI | RESPALDO S 192 MEM.VIOLETA ARA | PZ | 350
U97103193 |  | SCHIENALE S 193 MEM VERDE POLI | RUECKENLEHNE S 193 MEM.POL.GR. | 193 POLYN GREEN MEM S BACKREST | DOSSIER S 193 MEM.VERT POLYNES | RESPALDO S 193 MEM.VERDE POLIN | PZ | 350
U97103194 |  | SCHIENALE S 194 MEM ROSSO VENE | RUECKENLEHNE S 194 MEM.VEN.ROT | 194 VENET RED MEM S BACKREST | DOSSIER S 194 MEM.ROUGE VENISE | RESPALDO S 194 MEM.ROJO VENECI | PZ | 350
U97103195 |  | SCHIENALE S 195 MEM SALMONE SC | RUECKENLEHNE S 195 MEM. LACHSR | 195 SCOTT SALM MEM S BACKREST | DOSSIER S 195 MEM.SAUMON ESCOS | RESPALDO S 195 MEM.SALMON ESCO | PZ | 350
U97103196 |  | SCHIENALE S 196 MEM AZZURRO ME | RUECKENLEHNE S 196 MEM. MED.BL | 196 MEDIT BLUE MEM S BACKREST | DOSSIER S 196 MEM.BLEU MEDITER | RESPALDO S 196 MEM.AZUL MEDITE | PZ | 350
U97103197 |  | SCHIENALE S 197 MEM VERDE CARA | RUECKNLEHNE S 197 MEM. KAR.GR. | 197 CARR GREEN MEM S BACKREST | DOSSIER S 197 MEM.VERT CARAIBI | RESPALDO S 197 MEM.VERDE CARAI | PZ | 350
U97103198 |  | SCHIENALE S 198 MEM BLU ATLANT | RUECKENLEHNE S 198 MEM. ATL.BL | 198 ATLANT BLUE MEM S BACKREST | DOSSIER S 198 MEM.BLEU ATLANTI | RESPALDO S 198 MEM.AZUL ATLATI | PZ | 350
U97103199 |  | SCHIENALE S 199 MEM GRIGIO ANT | RUECKENLEHNE S 199 MEM. AN.GR. | 199 CHARC GREY MEM S BACKREST | DOSSIER S 199 MEM.GRIS ANTHRAC | RESPALDO S 199 MEM.GRIS ANTRAC | PZ | 350
U97104101 |  | SCHIENALE XL 101 VERDE CARAIBI | RUECKENLEHNE XL 101 KAR.GRUEN | 101 CARRIB GREEN XL BACKREST | DOSSIER XL 101 VERT CARAIBI | RESPALDO XL 101 VERDE CARAIBI | PZ | 223
U97104102 |  | SCHIENALE XL 102 BLU ATLANTICO | RUECKENLEHNE XL 102 ATL. BLAU | 102 ATLANTIC BLUE XL BACKREST | DOSSIER XL 102 BLEU ATLANTIQUE | RESPALDO XL 102 AZUL ATLANTICO | PZ | 223
U97104103 |  | SCHIENALE XL 103 GIALLO NEVADA | RUECKENLEHNE XL 103 NEV. GELB | 103 NEVADA YELLOW XL BACKREST | DOSSIER XL 103 JAUNE NEVADA | RESPALDO XL 103 AMARILLO NEVAD | PZ | 223
U97104106 |  | SCHIENALE XL 106 AZZURRO MEDIT | RUECKENLEHNE XL 106 MED. BLAU | 106 MEDITERR BLUE XL BACKREST | DOSSIER XL 106 BLEU ATLANTIQUE | RESPALDO XL 106 AZUL ATLANTICO | PZ | 223
U97104113 |  | SCHIENALE XL 113 BLU PACIFICO | RUECKENLEHNE XL 113 PAZ. BLAU | 113 PACIFIC BLUE XL BACKREST | DOSSIER XL 113 BLEU PACIFIQUE | RESPALDO XL 113 AZUL PACIFICO | PZ | 223
U97104115 |  | SCHIENALE XL 115 SALMONE SCOZZ | RUECKENLEHNE XL 115 LACHSROT | 115 SCOTT SALMON XL BACKREST | DOSSIER XL 115 SAUMON ESCOSSAI | RESPALDO XL 115 SALMON ESCOCES | PZ | 223
U97104121 |  | SCHIENALE XL 121 GRIGIO ANTRAC | RUECKENLEHNE XL 121 ANT. GRAU | 121 ANTHRAC GREY XL BACKREST | DOSSIER XL 121 GRIS ANTHRACITE | RESPALDO XL 121 GRIS ANTRACITA | PZ | 223
U97104123 |  | SCHIENALE XL 123 VERDE POLINES | RUECKENHLEHNE XL 123 POL.GRUEN | 123 POLYN GREEN XL BACKREST | DOSSIER XL 123 VERT POLYNESIE | RESPALDO XL 123 VERDE POLINESI | PZ | 223
U97104130 |  | SCHIENALE XL 130 NERO GRAFITE | RUECKENLEHNE XL 130 GRAP.SCHW. | 130 GRAPH BLACK XL BACKREST | DOSSIER XL 130 NOIR GRAPHITE | RESPALDO XL 130 NEGRO GRAFITO | PZ | 223
U97104132 |  | SCHIENALE XL 132 VIOLA MIRTILL | RUECKENLEHNE XL 132 HEID.LILA | 132 BLUEB VIOLET XL BACKREST | DOSSIER XL 132 VIOLET MYRTILLE | RESPALDO XL 132 VIOLETA ARANDA | PZ | 223
U97104134 |  | SCHIENALE XL 134 GLICINE GIAPP | RUECKENLEHNE XL 134 JAP.WIST. | 134 JAPAN WISTERIA XL BACKREST | DOSSIER XL 134 GLYCINE JAPONAI | RESPALDO XL 134 GLICINA JAPONE | PZ | 223
U97104135 |  | SCHIENALE XL 135 ROSSO VENEZIA | RUECKENLEHNE XL 135 VEN. ROT | 135 VENETIAN RED XL BACKREST | DOSSIER XL ROUGE VENISE | RESPALDO XL ROJO VENECIA | PZ | 223
U97104136 |  | SCHIENALE XL 136 AZZURRO INDIA | RUECKENLEHNE XL 136 IND. BLAU | 136 INDIAN BLUE XL BACKREST | DOSSIER XL 136 BLEU INDIAN | RESPALDO XL 136 AZUL INDIAN | PZ | 223
U97104137 |  | SCHIENALE XL 137 ARGENTO BRILL | RUECKENLEHNE XL 137 L. SILBER | 137 SHIN SILVER XL BACKREST | DOSSIER XL 137 ARGENT BRILLANT | RESPALDO XL 137 PLATA BRILLANT | PZ | 223
U97104180 |  | SCHIENALE XL 180 MEM NERO GRAF | RUECKENLEHNE XL 180 MEM.GR.SCH | 180 GRAPH BL MEM XL BACKREST | DOSSIER XL 180 MEM.NOIR GRAPHI | RESP.XL 180 MEM.NEGRO GRAFITO | PZ | 350
U97104182 |  | SCHIENALE XL 182 MEM GIALLO NE | RUECKENLEHNE XL 182 MEM.NEV.GE | 182 NEV YELLOW MEM XL BACKREST | DOSSIER XL 182 MEM.JAUNE NEVAD | RESP.XL 182 MEM.AMARILLO NEVAD | PZ | 350
U97104183 |  | SCHIENALE XL 183 MEM BLU PACIF | RUECKENLEHNE XL 183 MEM.PAZ.BL | 183 PACIF BLUE MEM XL BACKREST | DOSSIER XL 183 MEM.BLEU PACIFI | RESP. XL 183 MEM.AZUL PACIFICO | PZ | 350
U97104184 |  | SCHIENALE XL 184 MEM GLICINE G | RUECKENLEHNE XL 184 MEM.JAP.W. | 184 JAP WISTER MEM XL BACKREST | DOSSIER XL 184 MEM.GLYCINE JAP | RESP. XL 184 MEM.GLICINA JAPON | PZ | 350
U97104186 |  | SCHIENALE XL 186 MEM AZZURRO I | RUECKENLEHNE XL 186 MEM.IND.BL | 186 IND BLUE MEM XL BACKREST | DOSSIER XL 186 MEM.BLEU INDIAN | RESPALDO XL 186 MEM.AZUL INDIA | PZ | 350
U97104187 |  | SCHIENALE XL 187 MEM ARGENTO B | RUECKENLEHNE XL 187 L. SILBER | 187 SHIN SILV MEM XL BACKREST | DOSSIER XL 187 MEM.ARGENT BRIL | RESP. XL 187 MEM.PLATA BRILLAN | PZ | 350
U97104192 |  | SCHIENALE XL 192 MEM VIOLA MIR | RUECKENLEHNE XL 192 MEM.H.LILA | 192 BLUEB VIOL MEM XL BACKREST | DOSSIER XL 192 MEM.VIOLET MYRT | RESP. XL 192 MEM.VIOLETA ARAND | PZ | 350
U97104193 |  | SCHIENALE XL 193 MEM VERDE POL | RUECKENLEHNE XL 193 MEM.POL.GR | 193 POL GREEN MEM XL BACKREST | DOSSIER XL 193 MEM.VERT POLYNE | RESP. XL 193 MEM.VERDE POLINES | PZ | 350
U97104194 |  | SCHIENALE XL 194 MEM ROSSO VEN | RUECKENLEHNE XL 194 MEM.VEN.RO | 194 VENET RED MEM XL BACKREST | DOSSIER XL 194 MEM.ROUGE VENIS | RESP. XL 194 MEM. ROJO VENECIA | PZ | 350
U97104195 |  | SCHIENALE XL 195 MEM SALMONE S | RUECKENLEHNE XL 195 MEM.LACHSR | 195 SCOTT SALM MEM XL BACKREST | DOSSIER XL 195 MEM.SAUMON ESCO | RESP. XL 195 MEM.SALMON ESCOCE | PZ | 350
U97104196 |  | SCHIENALE XL 196 MEM AZZURRO M | RUECKENLEHNE XL 196 MEM.MED.BL | 196 MEDIT BLUE MEM XL BACKREST | DOSSIER XL 196 MEM.BLEU MEDITE | RESP. XL 196 MEM.AZUL MEDITERR | PZ | 350
U97104197 |  | SCHIENALE XL 197 MEM VERDE CAR | RUECKENLEHNE XL 197 MEM.KAR.GR | 190 CARR GREEN MEM XL BACKREST | DOSSIER XL 197 MEM.VERT CARAIB | RESP. XL 197 MEM.VERDE CARAIBI | PZ | 350
U97104198 |  | SCHIENALE XL 198 MEM BLU ATLAN | RUECKENLEHNE XL 198 MEM. ATL.B | 198 ATLAN BLUE MEM XL BACKREST | DOSSIER XL 198 MEM.BLEU ATLANT | RESP. XL 198 MEM.AZUL ATLANTIC | PZ | 350
U97104199 |  | SCHIENALE XL 199 MEM GRIGIO AN | RUECKENLEHNE XL 199 MEM.AN.GRA | 199 CHARC GREY MEM XL BACKREST | DOSSIER XL 199 MEM.GRIS ANTHRA | RESP. XL 199 MEM.GRIS ANTRACIT | PZ | 350
U97105101 |  | SCHIEN SEG 7 101 VERDE CARAIBI | SITZRÜCK.L. 7 101 KARIBIKGRÜN | STOOL BACK 7 101 CARIB. GREEN | DOSSIER TAB.7 101 VERT CARAIBE | RESP. TAB.7 101 VERDE CARIBE | PZ | 128
U97105102 |  | SCHIEN SEG 7 102 BLU ATLANTICO | SITZRÜCK.L. 7 102 ATLANTIKBLAU | STOOL BACK 7 102 ATLANTIC BLUE | DOSSIER TAB.7 102 BLEU ATLANTI | RESP. TAB.7 102 AZUL ATLANTICO | PZ | 128
U97105103 |  | SCHIEN SEG 7 103 GIALLO NEVADA | SITZRÜCK.L. 7 103 GELB NEVADA | STOOL BACK 7 103 NEVADA YELLOW | DOSSIER TAB.7 103 JAUNE NEVADA | RESP. TAB. 7 103 AMARILLO NEVA | PZ | 128
U97105106 |  | SCHIEN SEG 7 106 AZZURRO MEDIT | SITZRÜCK.L. 7 106 MED. HELLBL. | STOOL BACK 7 106 MED L. BLUE | DOSSIER TAB.7 106 BLEU MEDITER | RESP. TAB. 7 106 AZUL MEDITERR | PZ | 128
U97105113 |  | SCHIEN SEG 7 113 BLU PACIFICO | SITZRÜCK.L. 7 113 PAZIFIKBLAU | STOOL BACK 7 113 PACIFIC BLUE | DOSSIER TAB.7 113 BLEU PACIFIQ | RESP. TAB. 7 113 AZUL PACIFICO | PZ | 128
U97105115 |  | SCHIEN SEG 7 115 SALMONE SCOZZ | SITZRÜCK.L. 7 115 SCH. LACHS | STOOL BACK 7 115 SCOTT SALMON | DOSSIER TAB.7 115 SAUMON ECOSS | RESP. TAB. 7 115 SALMON ESCOCE | PZ | 128
U97105121 |  | SCHIEN SEG 7 121 GRIGIO ANTRAC | SITZRÜCK.L. 7 121 ANTHR.GR. | STOOL BACK 7 121 ANTHRAC GREY | DOSSIER TAB.7 121 GRIS ANTRACI | RESP. TAB. 7 121 GRIS ANTRACIT | PZ | 128
U97105123 |  | SCHIEN SEG 7 123 VERDE POLINES | SITZRÜCK.L. 7 123 POLIN. GRÜN | STOOL BACK 7 123 POLYNES GREEN | DOSSIER TAB.7 123 VERT POLYNES | RESP. TAB. 7 123 VERDE POLINES | PZ | 128
U97105130 |  | SCHIEN SEG 7 130 NERO GRAFITE | SITZRÜCK.L. 7 130 GRAPH.SCHW. | STOOL BACK 7 130 GRAPH. BLACK | DOSSIER TAB.7 130 NOIR GRAPHIT | RESP. TAB.7 130 NEGRO GRAFITO | PZ | 128
U97105132 |  | SCHIEN SEG 7 132 VIOLA MIRTILL | SITZRÜCK.L. 7 132 HEIDELB.BL. | STOOL BACK 7 132 BLUEB. VIOLET | DOSSIER TAB.7 132 VIOLET MYRTI | RESP. TAB. 7 132 VIOLETA ARAND | PZ | 128
U97105134 |  | SCHIEN SEG 7 134 GLICINE GIAPP | SITZRÜCK.L. 7 134 JAP. FLIEDER | STOOL BACK 7 134 JAP WISTERIA | DOSSIER TAB.7 134 GLYCINE JAPO | RESP. TAB. 7 134 GLICINA JAPON | PZ | 128
U97105135 |  | SCHIEN SEG 7 135 ROSSO VENEZIA | SITZRÜCK.L. 7 135 VENEDIGROT | STOOL BACK 7 135 VENICE RED | DOSSIER TAB. 7 135 ROUGE VENIS | RESP. TAB.7 135 ROJO VENECIA | PZ | 128
U97105136 |  | SCHIEN SEG 7 136 AZZURRO INDIA | SITZRÜCK.L. 7 136 INDISCH BLAU | STOOL BACK 7 136 INDIA L. BLUE | DOSSIER TAB. 7 136 BLEU INDE | RESP. TAB. 7 136 AZUL INDIA | PZ | 128
U97105137 |  | SCHIEN SEG 7 137 ARGENTO BRILL | SITZRÜCK.L. 7 137 GL. SILBER | STOOL BACK 7 137 BRIGHT SILVER | DOSSIER TAB.7 137 ARGENT BRILL | RESP. TAB. 7 137 PLATA BRILLAN | PZ | 128
U97200101 |  | APPTESTA 101 VERDE CARAIBI | KOPFST.E 101 KARIBIK GRUEN | 101 CARAIBIAN GREEN HEADREST | APPUIETETE 101 VERT CARAIBES | REPOSACAB. 101 VERDE CARIBE | PZ | 103
U97200102 |  | APPTESTA 102 BLU ATLANTICO | KOPFST. 102 ATLANTISCH BLAU | 102 ATLANTIC BLUE HEADREST | APPUIETETE 102 BLEU ATLANTIQUE | REPOSACAB. 102 AZUL ATLANTICO | PZ | 103
U97200103 |  | APPTESTA 103 GIALLO NEVADA | KOPFSTUETZE 103 GELB NEVADA | 103 NEVADA YELLOW HEADREST | APPUIETETE 103 JAUNE NEVADA | REPOSACAB. 103 AMARILLO NEVADA | PZ | 103
U97200106 |  | APPTESTA 106 AZZURRO MEDITERRA | KOPFST. 106 MITTELMEERBLAU | 106 MEDITERR BLUE HEADREST | APPUIETETE BLEU MEDITERR. | REPOSACAB. 106 AZUL MEDITERR. | PZ | 103
U97200113 |  | APPTESTA 113 BLU PACIFICO | KOPFSTUETZE 113 PAZIFISCHES B | 113 PACIFIC BLUE HEADREST | APPUIETETE 113 BLEU PACIFIQUE | REPOSACAB. 113 AZUL PACIFICO | PZ | 103
U97200115 |  | APPTESTA 115 SALMONE SCOZZESE | KOPFSTUETZE 115 SALMON | 115 SCOTTISH SALMON HEADREST | APPUIETETE 115 SAUMON ESCOSS. | REPOSACAB. 115 SALMON ESCOCES | PZ | 103
U97200121 |  | APPTESTA 121 GRIGIO ANTRACITE | KOPFSTUETZE 121 ANTHRAZITGRAU | 121 ANTHRACITE GREY HEADREST | APPUIETETE 121 GRIS ANTHRACITE | REPOSACAB. 121 GRIS ANTRACITA | PZ | 103
U97200123 |  | APPTESTA 123 VERDE POLINESIA | KOPFSTUETZE 123 GRÜNE POLYNES | 123 POLYNESIAN GREEN HEADREST | APPUIETETE 123 VERT POLYNESIE | REPOSACAB. 123 VERDE POLINESIA | PZ | 103
U97200130 |  | APPTESTA 130 NERO GRAFITE | KOPFSTUETZE 130 SCHWARZ | 130 GRAPHITE BLACK HEADREST | APPUIETETE 130 NOIR GRAPHITE | REPOSACAB. 130 NEGRO GRAFITO | PZ | 103
U97200132 |  | APPTESTA 132 VIOLA MIRTILLO | KOPFSTUETZE 132 LILA BLUEBERR | 132 BLUEBERRY VIOLET HEADREST | APPUIETETE 132 VIOLET MIRTILLE | REPOSACAB. 132 VIOLETA ARANDA | PZ | 103
U97200134 |  | APPTESTA 134 GLICINE GIAPPONES | KOPFSTUETZE 134 GLYZINIE | 134 JAPANESE WISTERIA HEADREST | APPUIETETE GLYCINE JAPONAIS | REPOSACAB. 134 GLICINA JAPONES | PZ | 103
U97200135 |  | APPTESTA 135 ROSSO VENEZIANO | KOPFSTUETZE 135 ROT | 135 VENETIAN RED HEADREST | APPUIETETE 135 ROUGE VENISE | REPOSACAB. 135 ROJO VENECIA | PZ | 103
U97200136 |  | APPTESTA 136 AZZURRO INDIANO | KOPFST. 136 INDISCHES BLAU | 136 INDIAN BLUE HEADREST | APPUIETETE 136 BLEU INDIEN | REPOSACAB. 136 AZUL INDIANO | PZ | 103
U97200137 |  | APPTESTA 137 ARGENTO BRILLANTE | KOPFSTUETZE 137 SILBER | 137 BRIGHT SILVER HEADREST | APPUIETETE 137 ARGENT BRILLANT | REPOSACAB. 137 PLATA BRILLANTE | PZ | 103
U97200180 |  | APPTESTA 180 MEM NERO GRAFITE | KOPFSTUETZE 180 MEM SCHWARZ | 180 GRAPH BLACK MEM HEADREST | TETIERE 180 MEM.NOIR GRAPHITE | CABEZAL 180 MEM.NEGRO GRAFITO | PZ | 137
U97200182 |  | APPTESTA 182 MEM GIALLO NEVADA | KOPFSTUETZE 182 MEM GELB | 182 NEVADA YELLOW MEM HEADREST | TETIERE 180 MEM.JAUNE NEVADA | CABEZAL 180 MEME.AMARILLO NEVA | PZ | 137
U97200183 |  | APPTESTA 183 MEM BLU PACIFICO | KOPFST. 183MEM PAZIFISCH BLAU | 183 PACIFIC BLUE MEM HEADREST | TETIERE 183 MEM.BLEU PACIFIQUE | CABEZAL 183 MEM.AZUL PACIFICO | PZ | 137
U97200184 |  | APPTESTA 184 MEM GLICINE GIAPP | KOPFSTUETZE 184 MEM GLYZINIE | 184 JAP WISTERIA MEM HEADREST | TETIERE 184 MEM.GLYCINE JAPONA | CABEZAL 184 MEM.GLICINA JAPONE | PZ | 137
U97200186 |  | APPTESTA 186 MEM AZZURRO INDIA | KOPFST. 186MEM INDISCHES BLAU | 186 INDIA BLUE MEM HEADREST | TETIERE 186 MEM.BLEU INDIA | CABEZAL 186 MEM.AZUL INDIA | PZ | 137
U97200187 |  | APPTESTA 187 MEM ARGENTO BRILL | KOPFSTUETZE 187 MEM SILBER | 187 SHIN SILVER MEM HEADREST | TETIERE 187 MEM.ARGENT BRILLAN | CABEZAL 187 MEM.PLATA BRILLANT | PZ | 137
U97200192 |  | APPTESTA 192 MEM VIOLA MIRTILL | KOPFST. 192 MEM LILA BLUEBERRY | 192 BLUEB VIOLET MEM HEADREST | TETIERE 192 MEM.VIOLET MYRTILL | CABEZAL 192 MEM.VIOLETA ARANDA | PZ | 137
U97200193 |  | APPTESTA 193 MEM VERDE POLINES | KOPFSTUETZE 193 MEM GRÜNE POLY | 193 POLYN GREEN MEM HEADREST | TETIERE 193 MEM.VERT POLYNESIE | CABEZAL 193 MEM.VERDE POLINESI | PZ | 137
U97200194 |  | APPTESTA 194 MEM ROSSO VENEZIA | KOPFSTUETZE 194 MEM ROT | 194 VENETIAN RED MEM HEADREST | TETIERE 194 MEM.ROUGE VENISE | CABEZAL 194 MEM.ROJO VENECIA | PZ | 137
U97200195 |  | APPTESTA 195 MEM SALMONE SCOZZ | KOPFSTUETZE 195 MEM SALMON | 195 SCOTT SALMON MEM HEADREST | TETIERE 195 MEM.SAUMON ESCOSS | CABEZAL 195 MEM.SALMON ESCOCES | PZ | 137
U97200196 |  | APPTESTA 196 MEM AZZURRO MEDIT | KOPFSTUETZE 196 MEM MITTELMEER | 196 MEDIT BLUE MEM HEADREST | TETIERE 196 MEM.BLEU MEDITERRA | CABEZAL 196 MEM.AZUL MEDITERRA | PZ | 137
U97200197 |  | APPTESTA 197 MEM VERDE CARAIBI | KOPFSTUETZE 197 MEM GRUEN | 197 CARRIB GREEN MEM HEADREST | TETIERE 197 MEM.VERT CARAIBI | CABEZAL 197 MEM.VERDE CARAIBI | PZ | 137
U97200198 |  | APPTESTA 198 MEM BLU ATLANTICO | KOPFSTUETZE 198 MEM ATLANTISCH | 198 ATLANTIC BLUE MEM HEADREST | TETIERE 198 MEM.BLEU ATLANTIQU | CABEZAL 198 MEM.AZUL ATLANTICO | PZ | 137
U97200199 |  | APPTESTA 199 MEM GRIGIO ANTRAC | KOPFSTUETZE 199 MEM ANTHRAZITG | 199 ANTHRAC GREY MEM HEADREST | TETIERE 199 MEM.GRIS ANTRACITE | CABEZAL 199 MEM.GRIS ANTRACITA | PZ | 137
U97400101 |  | SEDILE M 101 VERDE CARAIBI | SITZ M 101 KARIBIK GRUEN | 101 CARRIBEAN GREEN M SEAT | ASSISE M 101 VERT CARAIBI | ASIENTO M 101 VERDE CARAIBI | PZ | 330
U97400102 |  | SEDILE M 102 BLU ATLANTICO | SIZT M 102 ATLANTIK BLAU | 102 ATLANTIC BLUE M SEAT | ASSISE M 102 BLEU ATLANTIQUE | ASIENTO M 102 AZUL ATLANTICO | PZ | 330
U97400103 |  | SEDILE M 103 GIALLO NEVADA | SITZ M 103 NEVADA GELB | 103 NEVADA YELLOW M SEAT | ASSISE M 103 JAUNE NEVADA | ASIENTO M 103 AMARILLO NEVADA | PZ | 330
U97400106 |  | SEDILE M 106 AZZURRO MEDITERRA | SITZ M 106 MEDITERAN BLAU | 106 MEDITERRANEAN BLUE M SEAT | ASSISE M 106 BLEU MEDITERRANEE | ASIENTO M 106 AZUL MEDITERRANE | PZ | 330
U97400113 |  | SEDILE M 113 BLU PACIFICO | SITZ M 113 PAZIFIK BLAU | 113 PACIFIC BLUE M SEAT | ASSISE M 113 BLEU PACIFIQUE | ASIENTO M 113 AZUL PACIFICO | PZ | 330
U97400115 |  | SEDILE M 115 SALMONE SCOZZESE | SITZ M 115 LACHSROT | 115 SCOTTISH SALMON M SEAT | ASSISE M 115 SAUMON ESCOSSAIS | ASIENTO M 115 SALMON ESCOCES | PZ | 330
U97400121 |  | SEDILE M 121 GRIGIO ANTRACITE | SITZ M 121 ANTHRAZIT GRAU | 121 ANTHRACITE GREY M SEAT | ASSISE M 121 GRIS ANTHRACITE | ASIENTO M 121 GRIS ANTRACITA | PZ | 330
U97400123 |  | SEDILE M 123 VERDE POLINESIA | SITZ M 123 POLYN. GRUEN | 123 POLYNESIAN GREEN M SEAT | ASSISE M 123 VERT POLYNESIE | ASIENTO M 123 VERDE POLINESIA | PZ | 330
U97400130 |  | SEDILE M 130 NERO GRAFITE | SITZ M 130 GRAPHIT SCHWARZ | 130 GRAPHITE BLACK M SEAT | ASSISE M 130 NOIR GRAPHITE | ASIENTO M 130 NEGRO GRAFITO | PZ | 330
U97400132 |  | SEDILE M 132 VIOLA MIRTILLO | SITZ M 132 HEIDELB. LILA | 132 BLUEBERRY VIOLET M SEAT | ASSISE M 132 VIOLET MYRTILLE | ASIENTO M 132 VIOLETA ARANDANO | PZ | 330
U97400134 |  | SEDILE M 134 GLICINE GIAPPONES | SITZ M 134 JAPAN. WIST. | 134 JAPANESE WISTERIA M SEAT | ASSISE M 134 GLYCINE JAPONAIS | ASIENTO M 134 GLICINA JAPONESA | PZ | 330
U97400135 |  | SEDILE M 135 ROSSO VENEZIANO | SIZT M 135 VENEDIG ROT | 135 VENETIAN RED M SEAT | ASSISE M 135 ROUGE VENISE | ASIENTO M 135 ROJO VENECIA | PZ | 330
U97400136 |  | SEDILE M 136 AZZURRO INDIANO | SITZ M 136INDIEN BLAU | 136 INDIAN BLUE M SEAT | ASSISE M 136 BLEU INDIAN | ASIENTO M 136 AZUL INDIANO | PZ | 330
U97400137 |  | SEDILE M 137 ARGENTO BRILLANTE | SITZ M 137 LEUCHTEND SILBER | 137 SHINING SILVER M SEAT | ASSISE M 137 ARGENT BRILLANT | ASIENTO M 137 PLATA BRILLANTE | PZ | 330
U97400180 |  | SEDILE M 180 MEM NERO GRAFITE | SITZ M 180 MEM GRAPH. SCHWARZ | 180 GRAPHITE BLACK MEM M SEAT | ASSISE M 180MEM.NOIR GRAPHITE | ASIENTO M 180MEM.NEGRO GRAFITO | PZ | 470
U97400182 |  | SEDILE M 182 MEM GIALLO NEVADA | SITZ M 182 MEM NEVADA GELB | 182 NEVADA YELLOW MEM M SEAT | ASSISE M 182MEM.JAUNE NEVADA | ASIENTO M 182MEM.AMARILL.NEVAD | PZ | 470
U97400183 |  | SEDILE M 183 MEM BLU PACIFICO | SITZ M 183 MEM PAZIFIK BLAU | 183 PACIFIC BLUE MEM M SEAT | ASSISE M 183MEM.BLEU PACIFIQUE | ASIENTO M 183MEM.AZUL PACIFICO | PZ | 470
U97400184 |  | SEDILE M 184 MEM GLICINE GIAPP | SITZ M 184 MEM JAPAN WIST. | 184 JAPAN WISTERIA MEM M SEAT | ASSISE M 184MEM.GLYCINE JAPONA | ASIENTO M 184MEM.GLICINA JAPON | PZ | 470
U97400186 |  | SEDILE M 186 MEM AZZURRO INDIA | SITZ M 186 MEM INDIEN BLAU | 186 INDIAN BLUE MEM M SEAT | ASSISE M 186MEM.BLEU INDIAN | ASIENTO M 186MEM.AZUL INDIANO | PZ | 470
U97400187 |  | SEDILE M 187 MEM ARGENTO BRILL | SITZ M 187 MEM LEUCHT. SILB. | 187 SHINING SILVER MEM M SEAT | ASSISE M 187MEM.ARGENT BRILLAN | ASIENTO M 187MEM.PLATA BRILLAN | PZ | 470
U97400192 |  | SEDILE M 192 MEM VIOLA MIRTILL | SITZ M 192 MEM HEIDELB. LILA | 192 BLUEBER VIOLET MEM M SEAT | ASSISE M 192MEM.VIOLET MYRTILL | ASIENTO M 192MEM.VIOLETA ARAND | PZ | 470
U97400193 |  | SEDILE M 193 MEM VERDE POLINES | SITZ M 193 MEM POLYNESIEN GRUE | 193 POLYNES GREEN MEM M SEAT | ASSISE M 193MEM.VERT POLYNESIE | ASIENTO M 193MEM.VERDE POLINES | PZ | 470
U97400194 |  | SEDILE M 194 MEM ROSSO VENEZIA | SITZ M 194 MEM VENEDIG ROT | 194 VENETIAN RED MEM M SEAT | ASSISE M 194MEM.ROUGE VENISE | ASIENTO M 194MEM.ROJO VENECIA | PZ | 470
U97400195 |  | SEDILE M 195 MEM SALMONE SCOZZ | SITZ M 195 MEM LACHSROT | 195 SCOTTISH SALMON MEM M SEAT | ASSISE M 195MEM.SAUMON ESCOSSA | ASIENTO M 195MEM.SALMON ESCOCE | PZ | 470
U97400196 |  | SEDILE M 196 MEM AZZURRO MEDIT | SITZ M 196 MEM MEDIT. BLAU | 196 MEDITERRAN BLUE MEM M SEAT | ASSISE M 196MEM.BLEU MEDITERRA | ASIENTO M 196MEM.AZUL MEDITERR | PZ | 470
U97400197 |  | SEDILE M 197 MEM VERDE CARAIBI | SITZ M 197 MEM KARIBIK GRUEN | 197 CARRIBEAN GREEN MEM M SEAT | ASSISE M 197MEM.VERT CARAIBI | ASIENTO M 197MEM.VERDE CARAIBI | PZ | 470
U97400198 |  | SEDILE M 198 MEM BLU ATLANTICO | SITZ M 198 MEM ATLANTIK BLAU | 198 ATLANTIC BLUE MEM M SEAT | ASSISE M 198MEM.BLEU ATLANTIQU | ASIENTO M 198MEM.AZUL ATLANTIC | PZ | 470
U97400199 |  | SEDILE M 199 MEM GRIGIO ANTRAC | SITZ M 199 MEM ANTHRAZIT GRAU | 199 ANTHRACITE GREY MEM M SEAT | ASSISE M 199MEM.GRIS ANTHRACIT | ASIENTO M 199MEM.GRIS ANTRACIT | PZ | 470
U97500101 |  | GAMBALE M 101 VERDE CARAIBI | BEINABLAGE M 101 KARIB.GRUEN | 101 CARRIBEAN GREEN M LEGREST | REPOSEP. M 101 VERT CARAIBI | REPOSAP. M 101 VERDE CARAIBI | PZ | 274
U97500102 |  | GAMBALE M 102 BLU ATLANTICO | BEINABLAGE M 102 ATLANTIK BLAU | 102 ATLANTIC BLUE M LEGREST | REPOSEP. M 102 BLEU ATLANTIQUE | REPOSAP, M 102 AZUL ATLANTICO | PZ | 274
U97500103 |  | GAMBALE M 103 GIALLO NEVADA | BEINABLAGE M 103 NEVADA GELB | 103 NEVADA YELLOW M LEGREST | REPOSEP. M 103 JAUNE NEVADA | REPOSAP. M 103 AMARILLO NEVADA | PZ | 274
U97500106 |  | GAMBALE M 106 AZZURRO MEDITERR | BEINABLAGE M 106 MEDITER.BLAU | 106 MEDITERRAN BLUE M LEGREST | REPOSEP. M 106 BLEU MEDITERRAN | REPOSAP. M 106 AZUL MEDITERRAN | PZ | 274
U97500113 |  | GAMBALE M 113 BLU PACIFICO | BEINABLAGE M 113 PAZIFIK BLAU | 113 PACIFIC BLUE M LEGREST | REPOSEP. M 113 BLEU PACIFIQUE | REPOSAP. M 113 AZUL PACIFICO | PZ | 274
U97500115 |  | GAMBALE M 115 SALMONE SCOZZESE | BEINABLAGE M 115 LACHSROT | 115 SCOTTISH SALMON M LEGREST | REPOSEP. M 115 SAUMON ESCOSS | REPOSAP. M 115 SALMON ESCOCES | PZ | 274
U97500121 |  | GAMBALE M 121 GRIGIO ANTRACITE | BEINABLAGE M 121 ANTHR.GRAU | 121 ANTHRACITE GREY M LEGREST | REPOSEP. M 121 GRIS ANTHRACITE | REPOSAP. M 121 GRIS ANTRACITA | PZ | 274
U97500123 |  | GAMBALE M 123 VERDE POLINESIA | BEINABLAGE M 123 POLYNES.GRUEN | 123 POLYNESIAN GREEN M LEGREST | REPOSEP. M 123 VERT POLYNESIE | REPOSAP. M 123 VERDE POLINESIA | PZ | 274
U97500130 |  | GAMBALE M 130 NERO GRAFITE | BEINABLAGE M 130 GRAPH. SCHW. | 130 GRAPHITE BLACK M LEGREST | REPOSEP. M 130 NOIR GRAPHITE | REPOSAP. M 130 NEGRO GRAFITO | PZ | 274
U97500132 |  | GAMBALE M 132 VIOLA MIRTILLO | BEINABLAGE M 132 HEIDELB. LILA | 132 BLUEBERRY VIOLET M LEGREST | REPOSEP. M 132 VIOLET MYRTILLE | REPOSAP. M 132 VIOLETA ARANDAN | PZ | 274
U97500134 |  | GAMBALE M 134 GLICINE GIAPPONE | BEINABLAGE M 134 JAPAN. WISTER | 134 JAPAN WISTERIA M LEGREST | REPOSEP. M 134 GLYCINE JAPONAI | REPOSAP. M 134 GLICINA JAPONES | PZ | 274
U97500135 |  | GAMBALE M 135 ROSSO VENEZIANO | BEINABLAGE M 135 VENEDIG ROT | 135 VENETIAN RED M LEGREST | JAMBIERE M 135 ROUGE VENISE | REPOSAPIERN M 135 ROJO VENECIA | PZ | 274
U97500136 |  | GAMBALE M 136 AZZURRO INDIANO | BEINABLAGE M 136 INDIEN BLAU | 136 INDIAN BLUE M LEGREST | JAMBIERE M136 BLEU INDIAN | REPOSAPIERNAS M136 AZUL INDIAN | PZ | 274
U97500137 |  | GAMBALE M 137 ARGENTO BRILLANT | BEINABLAGE M 137 LEUCHT.SILBER | 137 SHINING SILVER M LEGREST | JAMBIERE M137 ARGENT BRILLANT | REPOSAPIER.M137 PLATA BRILLANT | PZ | 274
U97500180 |  | GAMBALE M 180 MEM NERO GRAFITE | BEINABLAGE M 180 MEM GRAPH.SCH | 180 GRAPH BLACK MEM M LEGREST | JAMBIERE M180MEM. NOIR GRAPHIT | REPOSAPIERN.M180MEM NEGRO GRAF | PZ | 384
U97500182 |  | GAMBALE M 182 MEM GIALLO NEVAD | BEINABLAGE M 182 MEM NEV. GELB | 182 NEV YELLOW MEM M LEGREST | JAMBIERE M182MEM.JAUNE NEVAD | REPOSAPIERN.M182MEM.AMARILLO N | PZ | 384
U97500183 |  | GAMBALE M 183 MEM BLU PACIFICO | BEINABLAGE M 183 MEM PAZIFIK B | 183 PACIFIC BLUE MEM M LEGREST | JAMBIERE M182MEM.BLEU PACIFIQU | PEPOSAPIER M182MEM.AZUL PACIFI | PZ | 384
U97500184 |  | GAMBALE M 184 MEM GLICINE GIAP | BEINABLAGE M 184 MEM JAP. WIST | 184 JAPAN WISTER MEM M LEGREST | JAMBIERE M184MEM.GLYCINE JAPON | REPOSAPIER M184MEM.GLICINA JAP | PZ | 384
U97500186 |  | GAMBALE M 186 MEM AZZURRO INDI | BEINABLAGE M 186 MEM IND. BLAU | 186 INDIAN BLUE MEM M LEGREST | JAMBIERE M186MEM.BLEU INDIAN | REPOSAPIER M186MEM.AZUL INDIAN | PZ | 384
U97500187 |  | GAMBALE M 187 MEM ARGENTO BRIL | BEINABLAGE M 187 MEM L.SILB. | 187 SHIN SILVER MEM M LEGREST | JAMBIERE M187MEM.ARGENT BRILLA | REPOSAPIER M187MEM.PLATA BRILL | PZ | 384
U97500192 |  | GAMBALE M 192 MEM VIOLA MIRTIL | BEINABLAGE M 192 MEM HEID.LILA | 192 BLUEB VIOL MEM M LEGREST | JAMBIERE M192MEM.VIOLET MYRTIL | REPOSAPIER M192MEM.VIOLETA ARA | PZ | 384
U97500193 |  | GAMBALE M 193 MEM VERDE POLINE | BEINABLAGE M 193 MEM POL.GRUEN | 193 POLYN GREEN MEM M LEGREST | JAMBIERE M193MEM.VERT POLYNESI | REPOSAPIER M193MEM. VERDE POLI | PZ | 384
U97500194 |  | GAMBALE M 194 MEM ROSSO VENEZI | BEINABLAGE M 194 MEM VEN. ROT | 194 VENETIAN RED MEM M LEGREST | JAMBIERE M194MEM.ROUGE VENISE | REPOSAPIER M194MEM.ROJO VENECI | PZ | 384
U97500195 |  | GAMBALE M 195 MEM SALMONE SCOZ | BEINABLAGE M 195 MEM LACHSROT | 195 SCOTT SALM MEM M LEGREST | JAMBIERE M195MEM.SAUMON ESCOSS | REPOSAPIER M195MEM.SALMON ESCO | PZ | 384
U97500196 |  | GAMBALE M 196 MEM AZZURRO MEDI | BEINABLAGE M 196 MEM MEDIT.BLA | 196 MEDIT BLUE MEM M LEGREST | JAMBIERE M196MEM.BLEU MEDITERR | REPOSAPIER M196MEM.AZUL MEDITE | PZ | 384
U97500197 |  | GAMBALE M 197 MEM VERDE CARAIB | BEINABLAGE M 197 MEM KAR.GRUEN | 197 CARRIB GREEN MEM M LEGREST | JAMBIERE M197 MEM.VERTE CARAIB | REPOSAPIER.M197 MEM VERDE CARA | PZ | 384
U97500198 |  | GAMBALE M 198 MEM BLU ATLANTIC | BEINABLAGE M 198 MEM ATL.BLAU | 198 ATLANT BLUE MEM M LEGREST | JAMBIERE M198MEM.BLEU ATLANTIQ | REPOSAPIER M198MEM AZUL ATLANT | PZ | 384
U97500199 |  | GAMBALE M 199 MEM GRIGIO ANTRA | BEINABLAGE M 199 MEM ANT. GRAU | 199 CHARC GREY MEM M LEGREST | JAMBIERE M199MEM.GRIS ANTRACIT | REPOSAPIER M199MEM.GRIS ANTRAC | PZ | 384
V97471064 |  | LED-D OPERATION LAMP HEAD | LED-D OPERATION LAMP HEAD | LED-D OPERATION LAMP HEAD | TETE LAMPE OPER.LED-D | CABEZA LAMP. OPER.LED-D | PZ | 471

## RIPARAZIONI
c. LISTINO RIPARAZIONI
SOLO I PARTICOLARI CONTENUTI NELLA SEGUENTE LISTA POSSONO ESSERE INVIATI IN RIPARAZIONE
ELENCO MANIPOLI RIPARABILI DIETRO PREVENTIVO
TIPOLOGIA | DESCRIZIONE | CODICE
Turbine | 76000514 Silent Power Evo 2 | 95520394
Turbine | 76000513 Silent Power Evo 2 L | 95520391
Turbine | 76000512 Silent Power Evo 4 L | 95520385
Turbine | 76000516 Silent Power Evo 4 LK | 95520388
Turbine | 76000511 Silent Evo Miniature | 95520397
Turbine | 76000517 Silent Evo Miniature K | 95520400
Turbine | 76000500 Silent Power Gold | 91106535
Turbine | 76000501 Silent Power Miniature | 91106534
Turbine | 76000502 Silent Power 4L | 91106533
Turbine | 76000506 Silent Power 4L K | 91106597
Turbine | 76000503 Silent Power 2L | 91106532
Turbine | 76000504 Silent Power 2 | 91106531
Micromotori | I-XR3 2023 | 95520663
Micromotori | I-XR3L 2023 | 95520664
Micromotori | I-XS4 2023 | 95520665
Micromotori | I-XR3 L FLUO 2023 | 95520674
Micromotori | I-XS4 FLUO 2023 | 95520675
Micromotori | I-XS4 2015 | 95520445
Micromotori | I-XR3 L 2015 | 95520437
Micromotori | I-XR3 2015 | 95520454
Micromotori | I-XS4 | 91106318
Micromotori | I-XR3 L | 91106355
Micromotori | I-XR3 | 91106354
Micromotori | 76000467 Air Power | 95520484
Raccordi rapidi | 76000515 Raccordo rapido Evo | 95520430
Raccordi rapidi | 76000505 raccordo rapido a Led | 91106536
Manipoli di cortesia | Courtesy Micromotor R FLUO 2023 | 95520707
Manipoli di cortesia | Courtesy Micromotor S FLUO 2023 | 95520714
Manipoli di cortesia | Courtesy Micromotor S 2015 | 95520469
Manipoli di cortesia | Courtesy Micromotor R 2015 | 95520470
Manipoli di cortesia | Courtesy Micromotor S | 91106577
Manipoli di cortesia | Courtesy Micromotor R | 91106590
Contrangoli | 76000560 Goldspeed Evo S1 | 95520485
Contrangoli | 76000561 Goldspeed Evo S1-L | 95520486
Contrangoli | 76000562 Goldspeed Evo M5-L | 95520487
Contrangoli | 76000565 Goldspeed Evo R20-L | 95520490
Contrangoli | 76000566 Goldspeed Evo E16 | 95520491
Contrangoli | 76000563 Goldspeed Evo D1 | 95520488
Contrangoli | 76000564 Goldspeed Evo D1 L | 95520489
Contrangoli | 76000568 Goldspeed Evo E4 | 97230802
Lampade polimerizzanti | T led 2023 | 95510120
Lampade polimerizzanti | T-LED PLUS | 95510178
Lampade polimerizzanti | T-LED PLUS | 95510151
Lampade polimerizzanti | S-LED | 95520100
Lampade polimerizzanti | T-LED (vecchia versione) | 95510005
Lampade polimerizzanti | T-LED (vecchia versione) | 97660402
Altri manipoli | Manipolo C-U2 HD | 95510136
Altri manipoli | Manipolo C-U2 integrata | 97901118
ELENCO ALTRI PRODOTTI RIPARABILI DIETRO PREVENTIVO
TIPOLOGIA | DESCRIZIONE | CODICE
Multimedia | Medical View Led 19" | 91105198 | *
Multimedia | Medical View Led 19" Plus | 91105199 | *
Imaging | GR. TESTATA A SFERA RX DC (2017) | 96602001
Imaging | GR. TESTATA AD ARCHETTO E.L. (2017) | 96602009
Imaging | GR. TESTATA A SFERA RX DC (2023) | 96602053
Imaging | GR. TESTATA A SFERA RX DC (2021) | 96609351
Imaging | GR. TESTATA AD ARCHETTO E.L. (2021) | 96609352
Sterilization | AUTOCLAVI - TUTTI I MODELLI PRODOTTI DAL 2013
Sterilization | TERMODISINFETTORE TETHYS H10 | M7E200100-200-300-320-321
Sterilization | TERMODISINFETTORE TETHYS D60 | M7E200020 -23-24-25-66
Sterilization | TERMODISINFETTORE TETHYS T60 | M7E200021 -26-27-28-67
Sterilization | TERMODISINFETTORE TETHYS T45 | M7E200022-29
Sterilization | TERMOSIGILLATRICI MILLSEAL - TUTTI I MODELLI PRODOTTI DAL 2015
Sterlization | THALYA PLUS | 7G200000
Sterlization | THALYA | 7G100000
* Di questi articoli, fuori produzione da lungo tempo, non garantiamo la riparazione

## REPAIRS
c. REPAIRS PRICE LIST
ONLY THE ARTICLES BELOW MENTIONED MAY BE RETOURNED FOR REPAIR
HANDPIECES THAT CAN BE RETURNED TO BE REPAIRED WITH ESTIMATE IN ADVANCE
TYPE | DESCRIPTION | CODE
Turbines | 76000514 Silent Power Evo 2 | 95520394
Turbines | 76000513 Silent Power Evo 2 L | 95520391
Turbines | 76000512 Silent Power Evo 4 L | 95520385
Turbines | 76000516 Silent Power Evo 4 LK | 95520388
Turbines | 76000511 Silent Evo Miniature | 95520397
Turbines | 76000517 Silent Evo Miniature K | 95520400
Turbines | 76000500 Silent Power Gold | 91106535
Turbines | 76000501 Silent Power Miniature | 91106534
Turbines | 76000502 Silent Power 4L | 91106533
Turbines | 76000506 Silent Power 4L K | 91106597
Turbines | 76000503 Silent Power 2L | 91106532
Turbines | 76000504 Silent Power 2 | 91106531
Micromotors | I-XR3 2023 | 95520663
Micromotors | I-XR3L 2023 | 95520664
Micromotors | I-XS4 2023 | 95520665
Micromotors | I-XR3 L FLUO 2023 | 95520674
Micromotors | I-XS4 FLUO 2023 | 95520675
Micromotors | I-XS4 2015 | 95520445
Micromotors | I-XR3 L 2015 | 95520437
Micromotors | I-XR3 2015 | 95520454
Micromotors | I-XS4 | 91106318
Micromotors | I-XR3 L | 91106355
Micromotors | I-XR3 | 91106354
Micromotors | 76000467 Air Power | 95520484
Rapid coupling | 76000515 Evo rapid coupling | 95520430
Rapid coupling | 76000505 Led rapid coupling | 91106536
Courtesy micromotor | Courtesy Micromotor R FLUO 2023 | 95520707
Courtesy micromotor | Courtesy Micromotor S FLUO 2023 | 95520714
Courtesy micromotor | Courtesy Micromotor S 2015 | 95520469
Courtesy micromotor | Courtesy Micromotor R 2015 | 95520470
Courtesy micromotor | Courtesy Micromotor S | 91106577
Courtesy micromotor | Courtesy Micromotor R | 91106590
Contra-angles | 76000560 Goldspeed Evo S1 | 95520485
Contra-angles | 76000561 Goldspeed Evo S1-L | 95520486
Contra-angles | 76000562 Goldspeed Evo M5-L | 95520487
Contra-angles | 76000565 Goldspeed Evo R20-L | 95520490
Contra-angles | 76000566 Goldspeed Evo E16 | 95520491
Contra-angles | 76000563 Goldspeed Evo D1 | 95520488
Contra-angles | 76000564 Goldspeed Evo D1 L | 95520489
Contra-angles | 76000568 Goldspeed Evo E4 | 97230802
Curing light | T led 2023 | 95510120
Curing light | T-LED PLUS | 95510178
Curing light | T-LED PLUS | 95510151
Curing light | S-LED | 95520100
Curing light | T-LED (old version) | 95510005
Curing light | T-LED (old version) | 97660402
Other handpiece | C-U2 HD handpiece | 95510136
Other handpiece | Integrated C-U2 handpiece | 97901118
OTHER ITEMS THAT CAN BE RETURNED TO BE REPAIRED WITH ESTIMATE IN ADVANCE
TYPE | DESCRIPTION | CODE
Multimedia | Medical View Led 19" | 91105198 | *
Multimedia | Medical View Led 19" Plus | 91105199 | *
Imaging | RX DC SPHERE HEAD GR. (2017) | 96602001
Imaging | E.L. HEAR GR. WITH "C" SUPPORT (2017) | 96602009
Imaging | RX DC SPHERE HEAD GR. (2023) | 96602053
Imaging | RX DC SPHERE HEAD GR. (2021) | 96609351
Imaging | RX "E.L." HEAD GR. WITH "C"SUPPORT (2021) | 96609352
Sterlization | AUTOCLAVES - ALL MODELS PRODUCED FROM 2013
Sterlization | THERMODISINFECTOR TETHYS H10 | M7E200100-200-300-320-321
Sterlization | THERMODISINFECTOR TETHYS D60 | M7E200020 -23-24-25-66
Sterlization | THERMODISINFECTOR TETHYS T60 | M7E200021 -26-27-28-67
Sterlization | THERMODISINFECTOR TETHYS T45 | M7E200022-29
Sterlization | THERMOSEALERS MILLSEAL - ALL MODELS PRODUCED FROM 2015
Sterlization | THALYA PLUS | 7G200000
Sterlization | THALYA | 7G100000
* For these items, discontinued long time ago, repair cannot be assured

## REPARATIONS
c. LISTE DE PRIX RÉPARATIONS
UNIQUEMENT LES ARTICLES FIGURANT DANS LA LISTE CI-DESSOUS PEUVENT ÊTRE RÉPARÉS :
LISTE DES ARTICLES QUI PEUVENT ETRE ENVOYÉS POUR RÉPARATION AVEC ENVOI DE DEVIS
TYPE D'ARTICLE | DESCRIPTION | REFERENCE
Turbines | 76000514 Silent Power Evo 2 | 95520394
Turbines | 76000513 Silent Power Evo 2 L | 95520391
Turbines | 76000512 Silent Power Evo 4 L | 95520385
Turbines | 76000516 Silent Power Evo 4 LK | 95520388
Turbines | 76000511 Silent Evo Miniature | 95520397
Turbines | 76000517 Silent Evo Miniature K | 95520400
Turbines | 76000500 Silent Power Gold | 91106535
Turbines | 76000501 Silent Power Miniature | 91106534
Turbines | 76000502 Silent Power 4L | 91106533
Turbines | 76000506 Silent Power 4L K | 91106597
Turbines | 76000503 Silent Power 2L | 91106532
Turbines | 76000504 Silent Power 2 | 91106531
Micromoteurs | I-XR3 2023 | 95520663
Micromoteurs | I-XR3L 2023 | 95520664
Micromoteurs | I-XS4 2023 | 95520665
Micromoteurs | I-XR3 L FLUO 2023 | 95520674
Micromoteurs | I-XS4 FLUO 2023 | 95520675
Micromoteurs | I-XS4 2015 | 95520445
Micromoteurs | I-XR3 L 2015 | 95520437
Micromoteurs | I-XR3 2015 | 95520454
Micromoteurs | I-XS4 | 91106318
Micromoteurs | I-XR3 L | 91106355
Micromoteurs | I-XR3 | 91106354
Micromoteurs | 76000467 Air Power | 95520484
Raccords rapides | 76000515 Raccord rapide Evo | 95520430
Raccords rapides | 76000505 Raccord rapide à Led | 91106536
Piece à main de courtoisie | Courtesy Micromotor R FLUO 2023 | 95520707
Piece à main de courtoisie | Courtesy Micromotor S FLUO 2023 | 95520714
Piece à main de courtoisie | Courtesy Micromotor S 2015 | 95520469
Piece à main de courtoisie | Courtesy Micromotor R 2015 | 95520470
Piece à main de courtoisie | Courtesy Micromotor S | 91106577
Piece à main de courtoisie | Courtesy Micromotor R | 91106590
Contrangles | 76000560 Goldspeed Evo S1 | 95520485
Contrangles | 76000561 Goldspeed Evo S1-L | 95520486
Contrangles | 76000562 Goldspeed Evo M5-L | 95520487
Contrangles | 76000565 Goldspeed Evo R20-L | 95520490
Contrangles | 76000566 Goldspeed Evo E16 | 95520491
Contrangles | 76000563 Goldspeed Evo D1 | 95520488
Contrangles | 76000564 Goldspeed Evo D1 L | 95520489
Contrangles | 76000568 Goldspeed Evo E4 | 97230802
Lampes à polymériser | T led 2023 | 95510120
Lampes à polymériser | T-LED PLUS | 95510178
Lampes à polymériser | T-LED PLUS | 95510151
Lampes à polymériser | S-LED | 95520100
Lampes à polymériser | T-LED (ancienne version) | 95510005
Lampes à polymériser | T-LED (ancienne version) | 97660402
Autres Pièces à main | Pièces à main C-U2 HD | 95510136
Autres Pièces à main | Pièces à main C-U2 intégrée | 97901118
LISTE DES AUTRES ARTICLES QUI PEUVENT ETRE ENVOYÉS POUR RÉPARATIONTOUJOUR AVEC ENVOI DE DEVIS
TYPE D'ARTICLE | DESCRIPTION | REFERENCE
Multimedia | MEDICAL VIEW LED 19" | 91105198 | *
Multimedia | MEDICAL VIEW LED 19" PLUS | 91105199 | *
Imaging | GROUPE TÊTE À SPHÈRE RX DC (2017) | 96602001
Imaging | GR.TÊTE E.L. SUPPORT A "C" (2017) | 96602009
Imaging | GR. TETE A SPHERE RX DC (2023) | 96602053
Imaging | GR. TETE A SPHERE RX DC (2021) | 96609351
Imaging | GR.TÊTE RX "E.L." SUPPORT À "C" (2021) | 96609352
Sterilization | AUTOCLAVES - TOUS LES MODÈLES PRODUITS À PARTIR DE 2013
Sterilization | THERMODÉSINFECTEUR TETHYS H10 | M7E200100-200-300-320-321
Sterilization | THERMODÉSINFECTEUR TETHYS D60 | M7E200020 -23-24-25-66
Sterilization | THERMODÉSINFECTEUR TETHYS T60 | M7E200021 -26-27-28-67
Sterilization | THERMODÉSINFECTEUR TETHYS T45 | M7E200022-29
Sterilization | THERMOSOUDEUSES MILLSEAL - TOUS LES MODÈLES PRODUITS À PARTIR DE 2015
Sterlization | THALYA PLUS | 7G200000
Sterlization | THALYA | 7G100000
* Pour ces articles, dont la production cessée il y a longtemps, la réparation n'est pas garantie

## REPARATUR
c. PREISLISTE FÜR REPARATUR
NUR DIE IN DER U.A. LISTE ENTHALTENEN ERSATZTEILE KÖNNEN UNS ZUR REPARATUR GESENDET WERDEN.
LISTE DER REPARIERBAREN HANDSTÜCKE IMMER HINTER REPARATURKOSTENVORANSCHLAG
ARTIKEL | BESCHREIBUNG | KODENUMMER
Turbinen | 76000514 Silent Power Evo 2 | 95520394
Turbinen | 76000513 Silent Power Evo 2 L | 95520391
Turbinen | 76000512 Silent Power Evo 4 L | 95520385
Turbinen | 76000516 Silent Power Evo 4 LK | 95520388
Turbinen | 76000511 Silent Evo Miniature | 95520397
Turbinen | 76000517 Silent Evo Miniature K | 95520400
Turbinen | 76000500 Silent Power Gold | 91106535
Turbinen | 76000501 Silent Power Miniature | 91106534
Turbinen | 76000502 Silent Power 4L | 91106533
Turbinen | 76000506 Silent Power 4L K | 91106597
Turbinen | 76000503 Silent Power 2L | 91106532
Turbinen | 76000504 Silent Power 2 | 91106531
Mikromotoren | I-XR3 2023 | 95520663
Mikromotoren | I-XR3L 2023 | 95520664
Mikromotoren | I-XS4 2023 | 95520665
Mikromotoren | I-XR3 L FLUO 2023 | 95520674
Mikromotoren | I-XS4 FLUO 2023 | 95520675
Mikromotoren | I-XS4 2015 | 95520445
Mikromotoren | I-XR3 L 2015 | 95520437
Mikromotoren | I-XR3 2015 | 95520454
Mikromotoren | I-XS4 | 91106318
Mikromotoren | I-XR3 L | 91106355
Mikromotoren | I-XR3 | 91106354
Mikromotoren | 76000467 Air Power | 95520484
Schnellkupplungen | 76000515 Schnellkupplungen Evo | 95520430
Schnellkupplungen | 76000505 Schnellkupplungen mit Led | 91106536
Ersatzhandstück | Courtesy Micromotor R FLUO 2023 | 95520707
Ersatzhandstück | Courtesy Micromotor S FLUO 2023 | 95520714
Ersatzhandstück | Courtesy Micromotor S 2015 | 95520469
Ersatzhandstück | Courtesy Micromotor R 2015 | 95520470
Ersatzhandstück | Courtesy Micromotor S | 91106577
Ersatzhandstück | Courtesy Micromotor R | 91106590
Winkelstückschaft | 76000560 Goldspeed Evo S1 | 95520485
Winkelstückschaft | 76000561 Goldspeed Evo S1-L | 95520486
Winkelstückschaft | 76000562 Goldspeed Evo M5-L | 95520487
Winkelstückschaft | 76000565 Goldspeed Evo R20-L | 95520490
Winkelstückschaft | 76000566 Goldspeed Evo E16 | 95520491
Winkelstückschaft | 76000563 Goldspeed Evo D1 | 95520488
Winkelstückschaft | 76000564 Goldspeed Evo D1 L | 95520489
Winkelstückschaft | 76000568 Goldspeed Evo E4 | 97230802
Polymerisationslampe | T led 2023 | 95510120
Polymerisationslampe | T-LED PLUS | 95510178
Polymerisationslampe | T-LED PLUS | 95510151
Polymerisationslampe | S-LED | 95520100
Polymerisationslampe | T-LED (old version) | 95510005
Polymerisationslampe | T-LED (old version) | 97660402
Andere Hanstücken | C-U2 KAMERA | 95510136
Andere Hanstücken | INTEGRIERTE C-U2 KAMERA | 97901118
LISTE DER WEITEREN REPARIERBAREN EINZELTEILE IMMER HINTER REPARATURKOSTENVORANSCHLAG
ARTIKEL | BESCHREIBUNG | KODENUMMER
Multimedia | MEDICAL VIEW LED 19" | 91105198 | *
Multimedia | MEDICAL VIEW LED 19" PLUS | 91105199 | *
Imaging | GR. BALLKOPF RX DC (2017) | 96602001
Imaging | E.L. HEAR GR. WITH "C" SUPPORT (2017) | 96602009
Imaging | GR. BALLKOPF RX DC (2023) | 96602053
Imaging | GR. BALLKOPF RX DC. (2021) | 96609351
Imaging | RX "E.L." HEAD GR. WITH "C"SUPPORT (2021) | 96609352
Sterilization | AUTOKLAVEN - ALLE MODELLE AB 2013 HERGESTELLTEN
Sterilization | THERMODESINFEKTOR TETHYS H10 | M7E200100-200-300-320-321
Sterilization | THERMODESINFEKTOR TETHYS D60 | M7E200020 -23-24-25-66
Sterilization | THERMODESINFEKTOR TETHYS T60 | M7E200021 -26-27-28-67
Sterilization | THERMODESINFEKTOR TETHYS T45 | M7E200022-29
Sterilization | THERMOVERSIEGELUNGSGERÄTEN MILLSEAL - - ALLE MODELLE AB 2015 HERGESTELLTEN
Sterlization | THALYA PLUS | 7G200000
Sterlization | THALYA | 7G100000
* Von diesen Gegestände, die veraltet sind,garantiern wir nicht die Reparatur

## REPARACIONES
c. LISTADO REPARACIONES
SOLO LOS REPUESTOS DE ESTE LISTADO PODRAN SER DEVUELTOS
LISTADO PIEZAS DE MANO QUE PUEDEN SER REPARADOS SIEMPRE CON ENVIO DE PRESUPUESTO
TIPOS | DESCRIPCION | CODIGOS
Turbinas | 76000514 Silent Power Evo 2 | 95520394
Turbinas | 76000513 Silent Power Evo 2 L | 95520391
Turbinas | 76000512 Silent Power Evo 4 L | 95520385
Turbinas | 76000516 Silent Power Evo 4 LK | 95520388
Turbinas | 76000511 Silent Evo Miniature | 95520397
Turbinas | 76000517 Silent Evo Miniature K | 95520400
Turbinas | 76000500 Silent Power Gold | 91106535
Turbinas | 76000501 Silent Power Miniature | 91106534
Turbinas | 76000502 Silent Power 4L | 91106533
Turbinas | 76000506 Silent Power 4L K | 91106597
Turbinas | 76000503 Silent Power 2L | 91106532
Turbinas | 76000504 Silent Power 2 | 91106531
Micromotores | I-XR3 2023 | 95520663
Micromotores | I-XR3L 2023 | 95520664
Micromotores | I-XS4 2023 | 95520665
Micromotores | I-XR3 L FLUO 2023 | 95520674
Micromotores | I-XS4 FLUO 2023 | 95520675
Micromotores | I-XS4 2015 | 95520445
Micromotores | I-XR3 L 2015 | 95520437
Micromotores | I-XR3 2015 | 95520454
Micromotores | I-XS4 | 91106318
Micromotores | I-XR3 L | 91106355
Micromotores | I-XR3 | 91106354
Micromotores | 76000467 Air Power | 95520484
Conexiones rápidas | 76000515 Conexion rápida Evo | 95520430
Conexiones rápidas | 76000505 Conexion rápida a Led | 91106536
Pieza de mano de cortesía | Courtesy Micromotor R FLUO 2023 | 95520707
Pieza de mano de cortesía | Courtesy Micromotor S FLUO 2023 | 95520714
Pieza de mano de cortesía | Courtesy Micromotor S 2015 | 95520469
Pieza de mano de cortesía | Courtesy Micromotor R 2015 | 95520470
Pieza de mano de cortesía | Courtesy Micromotor S | 91106577
Pieza de mano de cortesía | Courtesy Micromotor R | 91106590
Contra-ángulos | 76000560 Goldspeed Evo S1 | 95520485
Contra-ángulos | 76000561 Goldspeed Evo S1-L | 95520486
Contra-ángulos | 76000562 Goldspeed Evo M5-L | 95520487
Contra-ángulos | 76000565 Goldspeed Evo R20-L | 95520490
Contra-ángulos | 76000566 Goldspeed Evo E16 | 95520491
Contra-ángulos | 76000563 Goldspeed Evo D1 | 95520488
Contra-ángulos | 76000564 Goldspeed Evo D1 L | 95520489
Contra-ángulos | 76000568 Goldspeed Evo E4 | 97230802
Lámpara polimerizadora | T led 2023 | 95510120
Lámpara polimerizadora | T-LED PLUS | 95510178
Lámpara polimerizadora | T-LED PLUS | 95510151
Lámpara polimerizadora | S-LED | 95520100
Lámpara polimerizadora | T-LED | 95510005
Lámpara polimerizadora | T-LED (versión anterior) | 97660402
Otras piezas de mano | CAMERA C-U2 HD | 95510136
Otras piezas de mano | CAMERA C-U2 | 97901118
LISTADO OTROS PRODUCTOS QUE PUEDEN SER REPARADOS SIEMPRE CON ENVIO DE PRESUPUESTO
TIPOS | DESCRIPCION | CODIGOS
Multimedia | Medical View Led 19" | 91105198 | *
Multimedia | Medical View Led 19" Plus | 91105199 | *
Imaging | GR. CABEZAL ESFERA RX DC (2017) | 96602001
Imaging | GR. CABEZAL E.L. SOPORTE A "C" (2017) | 96602009
Imaging | GR. CABEZAL ESFERA RX DC (2023) | 96602053
Imaging | GR. CABEZAL ESFERA RX DC (2021) | 96609351
Imaging | GR.CABEZAL RX "E.L." SOPORTE A "C" (2021) | 96609352
Esterilización | AUTOCLAVES - TODOS LOS MODELOS PRODUCIDOS A PARTIR DE 2013
Esterilización | TERMODESINFECTADORA TETHYS H10 | M7E200100-200-300-320-321
Esterilización | TERMODESINFECTADORA TETHYS D60 | M7E200020 -23-24-25-66
Esterilización | TERMODESINFECTADORA TETHYS T60 | M7E200021 -26-27-28-67
Esterilización | TERMODESINFECTADORA TETHYS T45 | M7E200022-29
Esterilización | TERMOSELLADORAS MILLSEAL - - TODOS LOS MODELOS PRODUCIDOS A PARTIR DE 2015
Esterilización | THALYA PLUS | 7G200000
Esterilización | THALYA | 7G100000
* Por esos articulos, ya obsoletos, no garantizamos la reparacion

## CAMBIO STANDARD
d. LISTA PARTICOLARI IN CAMBIO STANDARD
SOLO I PARTICOLARI CONTENUTI NELLA SEGUENTE LISTA POSSONO ESSERE INVIATI IN CAMBIO STANDARD
CODICE | DESCRIZIONE | COD. ALTERNATIVO (particolare attualmente in vendita)
63700031 | CEFLA SENSOR HD SIZE#1 - 250CM | 96609191 | 96609191
63700032 | CEFLA SENSOR HD SIZE#2 - 250CM | 96609192 | 96609192
91109158 | GR. SCHEDA IDRICO |  | 91109158
91109211 | COPPIA SCHEDE PEDALE WIRELESS |  | 91109211
91109251 | COFANO COMPLETO FULL TOUCH INTERNATIONAL |  | 91109251
91109344 | GR. SUPPORTO ZEN-X INTEGRATO |  | 91109344
95509248 | GR. SCHEDA DI PROCESSO THALYA |  | 95509248
95510189 | GRUPPO ZEN-X INTEGRATO 2017 |  | 95510189
96600040 | GR. BRACCI RX AC |  | 96600040
96600066 | GR. TESTATA RX DC PLUS |  | 96600066
96600074 | GR. PALMARE RX AC MYRAY |  | 96600074
96600080 | GR. BRACCI RX DC |  | 96600080
96600085 | GR. TESTATA RX DC HYPERSPHERE |  | 96600085
96600086 | GR. BRACCI RX DC |  | 96600086
96609027 | GRUPPO SLIP RING |  | 96609027
96609156 | SENS CMOS NERO SIZE 1 |  | 96609156
96609157 | SENS CMOS NERO SIZE 2 |  | 96609157
96609160 | CEFLA SENSOR HD SIZE#1 - 250CM | 96609191 | 96609191
96609161 | CEFLA SENSOR HD SIZE#2 - 250CM | 96609192 | 96609192
96609191 | CEFLA SENSOR HD SIZE#1 - 250CM |  | 96609191
96609192 | CEFLA SENSOR HD SIZE#2 - 250CM |  | 96609192
96609252 | GR BRACCI RXDC HYPERPHERE |  | 96609252
97660169 | SCHEDA ALLACC.AUSILIARI |  | 97660169
97660396 | SCHEDA CONTROLLO TELECAMERA | In Esaurimento | 97660396
97660515 | SCHEDA BASE RX DC |  | 97660515
97660524 | SCHEDA ALLACCIAMENTI TINY |  | 97660524
97660555 | SCHEDA CONTROLLO C-U2 INTEGR |  | 97660555
97660558 | SCHEDA CONSOLE DIGIT. |  | 97660558
97660566 | SCHEDA BASE RX AC MYRAY |  | 97660566
97660575 | SCHEDA CASS. ALLACC. ANALOG |  | 97660575
97660578 | SCHEDA BASE POLTRONA |  | 97660578
97660582 | SCHEDA PULSANTIERA CONSOLE S220TR CONT |  | 97660582
97660583 | SCHEDA IDRICO DIGIT. | 91109158 | 91109158
97660585 | PALMARE RX DC MYRAY |  | 97660585
97660634 | SCHEDA BASE IDRICO LITE |  | 97660634
97660698 | SCHEDA CONSOLE S280TRC | In Esaurimento | 97660698
97660701 | SCHEDA TAV. MEDICO CAN-TINY |  | 97660701
97660725 | SCHEDA BASE POLTRONA |  | 97660725
97660772 | SCHEDA TAV. MEDICO LITE |  | 97660772
97660773 | SCHEDA CASS. ALLACC. LITE |  | 97660773
97660807 | SCHEDA PULSANTIERA CONSOLE |  | 97660807
97660809 | SCHEDA PULSANTIERA CONSOLE |  | 97660809
97660843 | SCHEDA PULSANT. CONSOLE |  | 97660843
97660852 | SENS CMOS NERO SIZE 1 | 96609156 | 96609156
97660853 | SENS CMOS NERO SIZE 2 | 96609157 | 96609157
97661125 | SCHEDA IDRICO LITE 2013
97661127 | SCHEDA BASE STERILIZZATRICE |  | 97661127
97661196 | SCHEDA CASS. ALL. LITE 2013 |  | 97661196
97661218 | GR CONSOLE SMART - SW |  | 97661218
97661227 | GR SCHEDE SMART - SW |  | 97661227
97661232 | Gruppo CONSOLE FULL TOUCH Continental |  | 97661232
97661234 | GR. SCHEDAFULL TOUCH 2013 |  | 97661234
97661435 | GR CONSOLE LCD STERN 2014 |  | 97661435
97661452 | SCHEDA MULTIMEDIA 2015 |  | 97661452
97661508 | SCHEDA SUP. POLTR. SEDIA
97661585 | SCHEDA BASE RX DC |  | 97661585
97661586 | SCHEDA TESTATA RX DC |  | 97661586
97661690 | SENS CMOS NERO SIZE 1 | 96609156 | 96609156
97661691 | SENS CMOS NERO SIZE 2 | 96609157 | 96609157
97661692 | SENS CMOS NERO SIZE 1 | 96609156 | 96609156
97661693 | SENS CMOS NERO SIZE 2 | 96609157 | 96609157
97661756 | PALMARE VIOLA WIRELESS |  | 97661756
97661761 | PALMARE WIRED |  | 97661761
97661792 | PALMARE GRIGIO WIRELESS |  | 97661792
97661871 | SCHEDA VRP POLTRONA AC+DC | 97662836 | 97662836
97661874 | SCHEDA VRP TAV. MEDICO |  | 97661874
97662098 | SCHEDA VRP MULTIMEDIA | 97662717 | 97662717
97662100 | GR CONS FULL TOUCH MULTIM CONT |  | 97662100
97662198 | TOUCH PANEL CONSOLLE INTERNAT |  | 97662198
97662199 | GR CONS FULL TOUCH MULTIM INT |  | 97662199
97662242 | GR CONS FULL TOUCH CLINIC CONT |  | 97662242
97662245 | GR. CONS. TOUCH L2 CONT REV SW |  | 97662245
97662250 | SCHEDA ALIMENTATORE + INVERTER |  | 97662250
97662256 | SCHEDA IDRICO ORTHO | 97662838 | 97662838
97662290 | GR CONS FULL TOUCH CLINIC INT |  | 97662290
97662646 | SCHEDA TESTATA RX DC (2021) |  | 97662646
97662650 | PALMARE VIOLA WIRELESS RX DC - WIFI NEW ( (2021) |  | 97662650
97662651 | PALMARE GRIGIO WIRELESS RX DC - WIFI NEW (2021) |  | 97662651
97662717 | SCHEDA MULTIMEDIA 2023 |  | 97662717
97662836 | SCHEDA POLTRONA AC+DC 2023 |  | 97662836
97662838 | SCHEDA IDRICO ORTHO 2023 |  | 97662838
97668101 | SCHEDA BASE TROLL STEP 2 |  | 97668101
97668143 | SCHEDA BASE SOTTOMONTATA |  | 97668143
97668148 | SCHEDA TERMODISINFETTORE |  | 97668148
97668172 | SCHEDA DI PROCESSO |  | 97668172
97668177 | SCHEDA DI PROCESSO |  | 97668177
97668178 | SCHEDA CONSOLE |  | 97668178
97750114 | TESTATA RX DC 0,4MM FS |  | 97750114
97750128 | TESTATA RX DC 0,7MM FS |  | 97750128
#N/A

## STANDARD REPLACEMENT
d. STANDARD REPLACEMENT ARTICLES LIST
ONLY THE ARTICLES BELOW MENTIONED MAY BE RETOURNED FOR STANDARD REPLACEMENT
CODE | DESCRIPTION | ALTERNATIVE CODE (ARTICLES ACTUALLY ON SALE)
63700031 | CEFLA SENSOR HD SIZE#1 - 250CM | 96609191
63700032 | CEFLA SENSOR HD SIZE#2 - 250CM | 96609192
91109158 | HYDRO BOARD GR.
91109211 | WIRELESS FOOTCONTROL BOARDS
91109251 | FULL TOUCH INT GR W/COVER
91109344 | INTEGR.ZEN-X SUPPORT GR.
95509248 | PROCESS BOARD UNIT THALYA
95510189 | 2017 INT. ZEN-X GR.
96600040 | RX ARMS GROUP
96600066 | RX DC PLUS HEAD ASSEMBLY
96600074 | RX-AC MYRAY PALMCONTROL GR.
96600080 | PANTOGR. ARMS RX-DC MYRAY GR.
96600085 | MYRAY RX-DC HEAD ENGINE GR.
96600086 | DC EXT. RX ARM GROUP
96609027 | SLIP RING GROUP
96609156 | SENS CMOS NERO SIZE 1
96609157 | SENS CMOS NERO SIZE 2
96609160 | CEFLA SENSOR HD SIZE#1 - 250CM | 96609191
96609161 | CEFLA SENSOR HD SIZE#2 - 250CM | 96609192
96609191 | CEFLA SENSOR HD SIZE#1 - 250CM
96609192 | CEFLA SENSOR HD SIZE#2 - 250CM
96609252 | HYPERSPHERE INT. RXDC ARMS GR.
97660169 | CONNECTING BOX BOARD
97660396 | CAMERA CONTROL BOARD | In exhaustion
97660515 | RX-DC CENTRAL STATION BOARD
97660524 | FLOOR BOX BOARD TINY
97660555 | C-U2 INTEGR. CONTROL BOARD
97660558 | DIGIT. CONSOLE BOARD
97660566 | MAIN BOARD RX AC MYRAY
97660575 | ANALOGICAL DRAWER BOARD
97660578 | PAT.CHAIR MAIN BOARD
97660582 | COMPLETE DENTIST'S CONTROL PAN
97660583 | DIGIT. HYDRO BOARD | 91109158
97660585 | HANDHELD RX DC MYRAY
97660634 | LITE HYDRIC MOD. MAIN BOARD
97660698 | CTRL PANEL BOARD S280TRC | In exhaustion
97660701 | CAN-TINY DOCTOR MODULE BOARD
97660725 | CHAIR PC-BOARD
97660772 | DENT BOARD LITE BOARD
97660773 | CONNECT BOX BOARD LITE
97660807 | CONSOLE KEYBOARD BOARD
97660809 | CTRL PAN KEYPAD BOARD
97660843 | INSTR PANEL KEYPAD BOARD
97660852 | SENS CMOS NERO SIZE 1 | 96609156
97660853 | SENS CMOS NERO SIZE 2 | 96609157
97661125 | HYDR. GR. BOARD LITE 2013
97661127 | BASIC STERILISER BOARD
97661196 | LITE 2013 CONNEC. BOX BOARD
97661218 | SMART - SW INSTR PANEL GR
97661227 | SW SMART BOARD GROUP
97661232 | GR CONS. FULL TOUCH CONTIN.
97661234 | 2013 FULL TOUCH BOARD GR.
97661435 | LCD STERN 2014 CONSOLE GR.
97661452 | MULTIMEDIA 2015 BOARD
97661508 | UPPER BOARD CHAIR
97661585 | RX DC 2017 MAIN BOARD
97661586 | RX DC HEAD BOARD
97661690 | SENS CMOS NERO SIZE 1 | 96609156
97661691 | SENS CMOS NERO SIZE 2 | 96609157
97661692 | SENS CMOS NERO SIZE 1 | 96609156
97661693 | SENS CMOS NERO SIZE 2 | 96609157
97661756 | WIRELESS PURLPLE HANDHELD
97661761 | WIRED HANDHELD
97661792 | WIRELESS GREY HANDHELD
97661871 | AC+DC VRP CHAIR BOARD | 97662836
97661874 | VRP INSTRUMENTS TABLE BOARD
97662098 | VRP MULTIMEDIA BOARD | 97662717
97662100 | CONT MULTIM FULL TOUCH CONS GR
97662198 | INTERNAT TOUCH PANEL CONSOLE
97662199 | INT MULTIM FULL TOUCH CONS GR
97662242 | CONT CLINIC FULL TOUCH CONS GR
97662245 | SW REV CONT L2 TOUCH CONS GR.
97662250 | POWER SUPPLY BOARD+ INVERTER
97662256 | ORTHO WATER BOARD | 97662838
97662290 | INT CLINIC FULL TOUCH CONS. GR
97662646 | KOPF PLATINE (2021)
97662650 | RX DC - VIRELESS WIFI NEW PURPLE PALMCONTROL (2021)
97662651 | RX DC -WIRELESS WIFI NEW GREY PALMCONTROL (2021)
97662717 | VRP MULTIMEDIA BOARD 2023
97662836 | AC+DC VRP CHAIR BOARD 2023
97662838 | ORTHO WATER BOARD 2023
97668101 | BASE BOARD
97668143 | SUB-MOUNTED BASE BOARD
97668148 | THERMODISINF.BOARD
97668172 | AUTOCLAVE PROCESS BOARD
97668177 | AUTOCLAVE PROCESS BOARD
97668178 | CONSOLE BOARD
97750114 | RX-DC HEAD 0,4MM FS
97750128 | RX DC MYRAY HEAD 0,7MM FS

## ECHANGE STANDARD
d. LISTE ARTICLES EN ÉCHANGE STANDARD
UNIQUEMENT LES ARTICLES FIGURANT DANS LA LISTE CI-DESSOUS PEUVENT ÊTRE ENVOIES EN ÉCHANGE STANDARD
CODE | DESCRIPTION | CODE ALTERNATIF (ARTICLE ACTUELLEMENT EN VENTE)
63700031 | CEFLA SENSOR HD SIZE#1 - 250CM | 96609191
63700032 | CEFLA SENSOR HD SIZE#2 - 250CM | 96609192
91109158 | GR.PLATINE HYDRIQUE
91109211 | PLATINES PEDALE WIRELESS
91109251 | GR FULL TOUCH INT AVEC CARTER
91109344 | GR.SUPPORT ZEN-X INTEGR.
95509248 | GR. PLATINE DE PROCES THALYA
95510189 | GR. ZEN-X INT. 2017
96600040 | GROUPE BRAS RX
96600066 | GROUPE TETE RX DC PLUS
96600074 | GR. CLAVIER COMM. RX AC MYRAY
96600080 | GR. BRAS RX-DC MYRAY
96600085 | GR. CULASSE RX-DC MYRAY
96600086 | GR. BRAS EXT. RX DC
96609027 | SLIP RING TETE RX
96609156 | SENS CMOS NERO SIZE 1
96609157 | SENS CMOS NERO SIZE 2
96609160 | CEFLA SENSOR HD SIZE#1 - 250CM | 96609191
96609161 | CEFLA SENSOR HD SIZE#2 - 250CM | 96609192
96609191 | CEFLA SENSOR HD SIZE#1 - 250CM
96609192 | CEFLA SENSOR HD SIZE#2 - 250CM
96609252 | GR.BRAS RXDC HYPERSPH.INT.
97660169 | PLATINE DE BRANCHEM. AUXILIAIR
97660396 | PLATINE CONTROLE CAMERA | En rupture de stock
97660515 | PLATINE BASE CENTR. RX-DC
97660524 | PLATINE BOITE AU SOL TINY
97660555 | PLATINE CONTROLE INTEGRE C-U2
97660558 | PLATINE CONSOLE DIGITALE
97660566 | PLATINE BASE CENTR.RX AC MYRAY
97660575 | CARTE BTE CONNEX. ANALOG.
97660578 | CARTE BASE FAUTEUIL
97660582 | CONSOLE PRATICIEN COMPLÈTE
97660583 | CARTE HYDRIQUE DIGIT | 91109158
97660585 | TELECOMMANDE RX DC MYRAY
97660634 | PLATINE PRINCIPALE M.HYDRIQ
97660698 | CARTE CONSOLE S280TRC
97660701 | PLATINE TABL. PRATIC. CAN TINY
97660725 | PLATINE PRINCIPALE FAUTEUIL
97660772 | PLATINE LITE TABL. PRATICIEN
97660773 | PLATINE BOITE AU SOL CAN LITE
97660807 | PLATINE CLAVIER CONSOLE
97660809 | CARTE CLAVIER CONSOLE
97660843 | CARTE CLAVIER CONSOLE
97660852 | SENS CMOS NERO SIZE 1 | 96609156
97660853 | SENS CMOS NERO SIZE 2 | 96609157
97661125 | PLATINE GR. HYDRIQUE LITE 2013
97661127 | CARTE BASE STÉRILISATEUR
97661196 | PLATINE BTE CONNEX. LITE 2013
97661218 | GR CONSOLE SMART - SW
97661227 | GR. PLATINE SMART SW
97661232 | GR CONS. FULL TOUCH CONTIN.
97661234 | GR. PLATINES FULL TOUCH 2013
97661435 | LCD STERN 2014 CONSOLE GR.
97661452 | CARTE MULTIMEDIA 2015
97661508 | PLATINE SUPP.FAUTEUL
97661585 | PLATINE BASE RX DC 2017
97661586 | PLATINE TETE RX DC
97661690 | SENS CMOS NERO SIZE 1 | 96609156
97661691 | SENS CMOS NERO SIZE 2 | 96609157
97661692 | SENS CMOS NERO SIZE 1 | 96609156
97661693 | SENS CMOS NERO SIZE 2 | 96609157
97661756 | TELECOMMANDE VIOLET WIRELESS
97661761 | TELECOMMANDE WIRED
97661792 | TELECOMMANDE GRIS WIRELESS
97661871 | PLATINE VRP FAUTEUIL AC+DC | 97662836
97661874 | PLATINE VRP TABL.PRATICIEN
97662098 | PLATINE VRP MULTIMEDIA | 97662717
97662100 | ENS CONS FULL TOUCH MULT CONT
97662198 | PANNEAU TOUCH CONSOLLE INTERN.
97662199 | ENS CONS FULL TOUCH MULTIM INT
97662242 | GR.CONS FULL TOUCH CLINIC CONT
97662245 | GR.CONS.TOUCH L2 CON.REV. SW
97662250 | PLATINE ALIMENTAT.+ CONVERTIS.
97662256 | PLATINE HYDRIQUE ORTHO | 97662838
97662290 | ENS CONS FULL TOUCH CLINIC INT
97662646 | PLATINE TETE (2021)
97662650 | CLAVIER COMM. RX DC WIRELESS WIFI 2021 VIOLET
97662651 | CLAVIER COMM. RX DC WIRELESS WIFI 2021 GRIS
97662717 | PLATINE VRP MULTIMEDIA 2023
97662836 | PLATINE VRP FAUTEUIL AC+DC 2023
97662838 | PLATINE HYDRIQUE ORTHO 2023
97668101 | PLATINE PRINCIPALE
97668143 | PLATINE BASE SOUS-MONTEE
97668148 | THERMODISINF.BOARD
97668172 | CARTE PROCESSUS AUTOCLAVE
97668177 | CARTE PROCESSUS AUTOCLAVE
97668178 | PLATINE CONSOLE
97750114 | TETE RX-DC 0,4MM FS
97750128 | TETE RX DC MYRAY 0,7MM FS

## STANDARDAUSTAUSCH
d. LISTE DER TEILE FÜR DEN STANDARDAUSTAUSCH
NUR DIE IN DER FOLGENDEN LISTE ENTHALTENEN TEILE KÖNNEN FÜR EINEN STANDARDAUSTAUSCH VERSCHICKT WERDEN
ARTIKEL N° | BESCHREIBUNG | ALTERNATIVE ARTIKEL (GEGENWÄRTIGEN VERKAUFBAREN TEILE)
63700031 | CEFLA SENSOR HD SIZE#1 - 250CM | 96609191
63700032 | CEFLA SENSOR HD SIZE#2 - 250CM | 96609192
91109158 | GR. WASSEREINHEITSPLATINE
91109211 | FUNKFUSSANLASSER KIT PLATINEN
91109251 | GR FULL-TOUCH INT MIT ABDECK.
91109344 | GR. INTEGR. ZEN-X ABSTÜTZUNG
95509248 | GR. PROZESS-PLATINE THALYA
95510189 | ZEN-X GRUPPE INT. 2017
96600040 | RX ARME GRUPPE
96600066 | KOPFGR RX DC PLUS
96600074 | PALMGERAET GR. RX AC MYRAY
96600080 | GRUPPE ARME RX-DC MYRAY
96600085 | KOPFTEIL GRUPPE RX DC
96600086 | RX DC ARMGR.
96609027 | SCHLEIFRINGGRUPPE
96609156 | SENS CMOS NERO SIZE 1
96609157 | SENS CMOS NERO SIZE 2
96609160 | CEFLA SENSOR HD SIZE#1 - 250CM | 96609191
96609161 | CEFLA SENSOR HD SIZE#2 - 250CM | 96609192
96609191 | CEFLA SENSOR HD SIZE#1 - 250CM
96609192 | CEFLA SENSOR HD SIZE#2 - 250CM
96609252 | HYPERSPHERE INT. RXDC ARMS GR.
97660169 | BODEN ANSCHLUSS PLATINE
97660396 | KAMERA STEUERUNGSPLATINE | Auslaufartikel
97660515 | HAUPTPLATINE VERM. RX DC
97660524 | SCHLUSSKASTENPLATINE TINY
97660555 | C-U2 ERGAENZT. STEUER.PLATINE
97660558 | DIGIT.CONSOLLEPLATINE
97660566 | HAUPTPLATINE VERM. RX AC MYRAY
97660575 | KARTE ANSCHLUSSKASTEN ANALOG
97660578 | PATIENT.STUHL-HAUPTPLATINE
97660582 | KOMPLETTE BEDIENKONSOLE FÜR DE
97660583 | DIGIT.WASSERPLATINE | 91109158
97660585 | PALM-GERAET RX DC MYRAY
97660634 | HAUPTPLATINE WE LITE
97660698 | KARTE BEDIENKONSOLE S280TRC
97660701 | PLATINE ARZTTISCH CAN-TINY
97660725 | STUHL HAUPTPLATINE
97660772 | ARZTELEM- LITE PLATINE
97660773 | ANSCHLUSSKASTENPLATINE LITE
97660807 | KONSOLEDRUCKKNOPFPLATINE
97660809 | [A2] KARTE BEDIENFELD KONS.
97660843 | [S2] KARTE BEDIENF. KONSOLE
97660852 | SENS CMOS NERO SIZE 1 | 96609156
97660853 | SENS CMOS NERO SIZE 2 | 96609157
97661125 | PLATINE WE LITE 2013
97661127 | BASISKARTE STERILISATOR
97661196 | KARTE ANSCHL.KASTEN LITE 2013
97661218 | GR BEDIENKONSOLE SMART - SW
97661227 | GR KARTEN SMART - SW
97661232 | ??_GRÜCONS. FULL TOUCH CONTIN.
97661234 | PLATINEN FULL TOUCH 2013 GR.
97661435 | LCD STERN 2014 CONSOLE GR.
97661452 | MULTIMEDIA PLATINE 2015
97661508 | OB. PLATINE STUHL MOTOR LEG
97661585 | RX DC 2017 GRUND PLATINE
97661586 | RX DC KOPF PLATINE
97661690 | SENS CMOS NERO SIZE 1 | 96609156
97661691 | SENS CMOS NERO SIZE 2 | 96609157
97661692 | SENS CMOS NERO SIZE 1 | 96609156
97661693 | SENS CMOS NERO SIZE 2 | 96609157
97661756 | WIRELESS VIOLETT PALM
97661761 | WIRED PALM
97661792 | WIRELESS GRAU PALM
97661871 | AC+DC VRP STUHL PLATINE | ab 06/23 97662836
97661874 | VRP INSTRUMENT.TISCH PLATINE
97662098 | VRP MULTIMEDIA PLATINE | ab 06/23 97662717
97662100 | CONT MULTIM FULL TOUCH KONS GR
97662198 | INTERNAT. CONSOLE TOUCH PANEL
97662199 | INT MULTIM FULL TOUCH KONS GR
97662242 | CONT CLINIC FULL TOUCH KONS GR
97662245 | SW REV CONT L2 TOUCH CONS GR.
97662250 | VERSORGUNGSPLATINE + INVERTER
97662256 | ORTHO WASSER PLATINE | ab 06/23 97662838
97662290 | INT CLINIC FULL TOUCH KONS. GR
97662646 | KOPF PLATINE (2021)
97662650 | PALMGERAET RX DC WIRELESS WIFI VIOLETT (2021)
97662651 | PALMGERAET RX DC WIRELESS WIFI GRAU (2021)
97662717 | VRP MULTIMEDIA PLATINE 2023
97662836 | AC+DC VRP STUHL PLATINE 2023
97662838 | ORTHO WASSER PLATINE 2023
97668101 | GRUNDKARTE
97668143 | UNTEN MONT. HAUPTPLATINE
97668148 | THERMODISINF.BOARD
97668172 | AUTOKLAVEN PROZESS-PLATINE
97668177 | AUTOKLAVEN PROZESS-PLATINE
97668178 | KONSOLE PLATINE
97750114 | KOPFTEIL RX DC 0,4MM FS
97750128 | RONTGEB-KOPF RX DC MYRAY 0,7MM

## CAMBIO ESTANDAR
d. LISTA DE ARTÍCULOS EN CAMBIO ESTÁNDAR
SOLO LOS ARTÍCULOS PRESENTES EN ESTA SECCIÓN PUEDEN SER ENVIADOS A CEFLA EN CAMBIO ESTÁNDAR
CÓDIGOS | DESCRIPCIÓN | CÓDIGO ALTERNATIVO (artículo actualmente a la venta)
63700031 | CEFLA SENSOR HD SIZE#1 - 250CM | 96609191
63700032 | CEFLA SENSOR HD SIZE#2 - 250CM | 96609192
91109158 | GR. TARJETA IDRICA
91109211 | TARJETAS PEDAL WIRELESS
91109251 | GR FULL TOUCH INT CON CÁRTER
91109344 | GR.SOPORTE ZEN-X INTEGR.
95509248 | GR. TARJETA DE PROCESO THALYA
95510189 | GRUPO ZEN-X INT. 2017
96600040 | GRUPO BRAZOS RX
96600066 | GRUPO CABEZA RX DC PLUS
96600074 | GR. PALMAR RX AC MYRAY
96600080 | GRUPO BRAZOS RX-DC MYRAY
96600085 | GRUPO CABEZAL RX DC
96600086 | GR. BRAZOS RX DC
96609027 | GRUPO SLIP RING
96609156 | SENS CMOS NERO SIZE 1
96609157 | SENS CMOS NERO SIZE 2
96609160 | CEFLA SENSOR HD SIZE#1 - 250CM | 96609191
96609161 | CEFLA SENSOR HD SIZE#2 - 250CM | 96609192
96609191 | CEFLA SENSOR HD SIZE#1 - 250CM
96609192 | CEFLA SENSOR HD SIZE#2 - 250CM
96609252 | GR.BRAZOS RXDC HYPERSPH.INT.
97660169 | TARJETA ENCHUFES AUXILIARES
97660396 | TARJETA CONTROL CÁMARA | En agotamiento
97660515 | TARJETA BASE CENTR. RX DC
97660524 | CIRCUITO CAJA CONEXION TINY
97660555 | TARJ. CONTROL C-U2 ADJUNTA
97660558 | TARJETA CONSOLE DIGITAL
97660566 | TARJ. BASE CENTR. RX AC MYRAY
97660575 | TARJ. CAJA ENCHUFES ANALOGICOS
97660578 | CIRCUITO BASE SILLON
97660582 | CONSOLA MÉDICO COMPLETA
97660583 | CIRCUITO HIDRICO DIGITAL | 91109158
97660585 | PALMAR RX DC MYRAY
97660634 | TARJETA BASE HÍDRICO LITE
97660698 | TARJETA CONSOLA S280TRC
97660701 | TARJETA BANDEJA MEDICO CAN TIN
97660725 | TARJETA BASE SILLON
97660772 | CIRCUITO LITE BANDEJA MEDICO
97660773 | TARJETA CAJA ENCHUFES LITE
97660807 | CIRCUITO TECLADO CONSOLE
97660809 | TARJETA BOTONERA CONS
97660843 | TARJETA BOTONERA CONSOLA
97660852 | SENS CMOS NERO SIZE 1 | 96609156
97660853 | SENS CMOS NERO SIZE 2 | 96609157
97661125 | TARJ. IDRICO. LITE 2013
97661127 | TARJETA BASE ESTERILIZADORA
97661196 | CIRC. CAJA CONNEX. LITE 2013
97661218 | GR CONSOLA SMART - SW
97661227 | GR. CIRCUITO SMART SW
97661232 | GR CONS FULL TOUCH CONTIN
97661234 | GR. TARJETA FULL TOUCH 2013
97661435 | LCD STERN 2014 CONSOLE GR.
97661452 | TARJETA MULTIMEDIA 2015
97661508 | TARJ SUP SILLON
97661585 | TARJETA BASE RX DC 2017
97661586 | TARJETA CABEZAL RX DC
97661690 | SENS CMOS NERO SIZE 1 | 96609156
97661691 | SENS CMOS NERO SIZE 2 | 96609157
97661692 | SENS CMOS NERO SIZE 1 | 96609156
97661693 | SENS CMOS NERO SIZE 2 | 96609157
97661756 | MANDO CONTR. VIOLETA WIRELESS
97661761 | MANDO CONTROL WIRED
97661792 | MANDO CONTR. GRIS WIRELESS
97661871 | TARJETA VRP SILLON AC+DC | del 06/23 97662836
97661874 | TARJETA VRP BANDEJA DOCT.
97662098 | TARJETA VRP MULTIMEDIA | del 06/23 97662717
97662100 | GR CONS FULL TOUCH MULT CONT
97662198 | PANEL TOUCH CONSOLA INTERN.
97662199 | GR CONS FULL TOUCH MULTIM INT
97662242 | GR.CONS FULL TOUCH CLINIC CONT
97662245 | GR.CONS.TOUCH L2 CON.REV. SW
97662250 | TARJETA ALIMEN. + INVERTIDOR
97662256 | TARJETA HIDRICO ORTHO VRP | del 06/23 97662838
97662290 | GR CONS FULL TOUCH CLINIC INT
97662646 | TARJETA CABEZAL (2021)
97662650 | PALMAR RX DC WIRELESS WIFI VIOLA (2021)
97662651 | PALMAR RX DC WIRELESS WIFI GRIS (2021)
97662717 | TARJETA VRP MULTIMEDIA 2023
97662836 | TARJETA VRP SILLON AC+DC 2023
97662838 | TARJETA HIDRICO ORTHO VRP 2023
97668101 | TARJETA BASE
97668143 | CIRCUITO BASE SUB-MONTADO
97668148 | THERMODISINF.BOARD
97668172 | TARJETA PROCESO AUTOCLAVE
97668177 | TARJETA PROCESO AUTOCLAVE
97668178 | TARJETA CONSOLA
97750114 | CABEZAL RX DC 0,4MM FS
97750128 | CABEZA RX DC MYRAY 0,7MM FS